## 其他小厂商合集
漏洞名称 | CVE编号 | 厂商 | 产品 | 漏洞类型 | 危害等级 | 参考链接
Dell PowerFlex Manager VM 日志信息泄露漏洞 | CVE-2025-36599 | Dell | powerflex manager |  | 未知 | https://nvd.nist.gov/vuln/detail/CVE-2025-36599
Dell RecoverPoint for Virtual Machines (RP4VMs) Use of Hard-coded Credentials Vulnerability | CVE-2026-22769 |  | Dell - RecoverPoint for Virtual Machines (RP4VMs) |  | 高危 | https://nvd.nist.gov/vuln/detail/CVE-2026-22769
Oracle VirtualBox Insufficient Input Validation Vulnerability | CVE-2008-3431 |  | Oracle - VirtualBox |  | 高危 | https://nvd.nist.gov/vuln/detail/CVE-2008-3431
Oracle MySQL 安全漏洞 | CVE-2025-21495 | Oracle | mysql enterprise firewall |  | 未知 | https://nvd.nist.gov/vuln/detail/CVE-2025-21495
ENTTEC Lighting Controllers (Update A) | CVE-2019-12774 |  | ENTTEC reports these vulnerabilities affect firmware Version 70044_update_05032019-482 and prior for the following lighting control products: Datagate Mk2 Storm 24 Pixelator; E-Streamer Mk2 (End of Life). | 工控系统漏洞 | 高危 | https://nvd.nist.gov/vuln/detail/CVE-2019-12774
ENTTEC Lighting Controllers | CVE-2019-6542 |  | NTTEC products and versions affected: Datagate MK2 all firmware prior to 70044_update_05032019-482 ¦ Storm 24 all firmware prior to 70050_update_05032019-482 and Pixelator all firmware prior to 70060_update_05032019-482. | 工控系统漏洞 | 高危 | https://nvd.nist.gov/vuln/detail/CVE-2019-6542
EZAutomation EZ PLC Editor | CVE-2019-13522 |  | EZ PLC Editor Versions 1.8.41 and prior. | PLC | 高危 | https://nvd.nist.gov/vuln/detail/CVE-2019-13522
EZAutomation EZ Touch Editor | CVE-2019-13518 |  | EZ Touch Editor - Human-Machine Interface editor version affected: Versions 2.1.0 and prior. | 工控系统漏洞 | 高危 | https://nvd.nist.gov/vuln/detail/CVE-2019-13518
Synergy Systems & Solutions HUSKY RTU (Update A) | CVE-2019-20046 |  | The following versions of HUSKY RTU - a remote terminal unit are affected: HUSKY RTU 6049-E70; with firmware Versions 5.0 and prior. | RTU | 高危 | https://nvd.nist.gov/vuln/detail/CVE-2019-20046
Synergy Systems & Solutions HUSKY RTU (Update A) | CVE-2020-7800 | Synergy | The following versions of HUSKY RTU - a remote terminal unit are affected: HUSKY RTU 6049-E70; with firmware Versions 5.0 and prior. |  | Critical | https://nvd.nist.gov/vuln/detail/CVE-2020-7800
Host Engineering H2-ECOM100 Module | CVE-2020-25195 |  | The following versions of the Host Engineering ECOM100 Module - Ethernet communications module for PLC systems are affected: H0-ECOM100 Module: Hardware Versions 6x and prior with Firmware Versions 4.0.348 and prior Hardware Version 7x with Firmware Versions 4.1.113 and prior Hardware Version 9x with Firmware Versions 5.0.149 and prior H2-ECOM100 Module: Hardware Versions 5x and prior with Firmware Versions 4.0.2148 and prior Hardware Version 8x with Firmware Versions 5.0.1043 and prior H4-ECOM1 | 工控系统漏洞 | 高危 | https://nvd.nist.gov/vuln/detail/CVE-2020-25195
Host Engineering Communications Module | CVE-2022-3228 |  | The following firmware versions of H0-ECOM100 Communications Module, a module to communicate with programmable logic controllers, are affected: Firmware v5.0.155 and prior. | 工控系统漏洞 | 中危 | https://nvd.nist.gov/vuln/detail/CVE-2022-3228
Ovarro TBox (Update A) | CVE-2021-22640 |  | The following versions of TBox - remote terminal unit (RTU) are affected: TBoxLT2 (All models) TBox MS-CPU32 TBox MS-CPU32-S2 TBox RM2 (All models) TBox TG2 (All models) All versions prior to TWinSoft 12.4 and Firmware 1.46. | 工控系统漏洞 | 高危 | https://nvd.nist.gov/vuln/detail/CVE-2021-22640
Ovarro TBox RTUs | CVE-2023-36607 |  | The following firmware versions of TBox RTUs are affected: TBox MS-CPU32: Version 1.50.598 and prior (CVE-2023-36607, CVE-2023-36609, CVE-2023-36610, CVE-2023-36611) TBox MS-CPU32-S2: Version 1.50.598 and prior (CVE-2023-36607, CVE-2023-36609, CVE-2023-36610, CVE-2023-36611) TBox LT2: Version 1.50.598 and prior (CVE-2023-36607, CVE-2023-36609, CVE-2023-36610, CVE-2023-36611) TBox TG2: Version 1.50.598 and prior (CVE-2023-36607, CVE-2023-36609, CVE-2023-36610, CVE-2023-36611) TBox RM2: Version 1. | RTU | 高危 | https://nvd.nist.gov/vuln/detail/CVE-2023-36607
Trailer Power Line Communications (PLC) J2497 | CVE-2022-25922 |  | Power Line Communications (PLC): J2497 (a.k.a. PLC4TRUCKS), a bidirectional, serial communications link over the vehicle power supply line, is affected. | PLC | 高危 | https://nvd.nist.gov/vuln/detail/CVE-2022-25922
Trailer Power Line Communications | CVE-2020-14514 |  | All trailer power line communications are affected. | 工控系统漏洞 | 中危 | https://nvd.nist.gov/vuln/detail/CVE-2020-14514
INEA ME RTU | CVE-2023-2131 |  | The following versions of ME RTU, a remote terminal unit, are affected: ME RTU: versions prior to 3.36. | RTU | 高危 | https://nvd.nist.gov/vuln/detail/CVE-2023-2131
INEA ME RTU | CVE-2023-35762 | INEA | The following versions of Inea ME RTU are affected: ME RTU: versions 3.36b and prior |  | Critical | https://nvd.nist.gov/vuln/detail/CVE-2023-35762
IDEC Products (Update A) | CVE-2024-28957 |  | The following versions of IDEC products are affected: FC6A Series MICROSmart All-in-One CPU module: Ver.2.60 and prior FC6B Series MICROSmart All-in-One CPU module: Ver.2.60 and prior FC6A Series MICROSmart Plus CPU module: Ver.2.40 and prior FC6B Series MICROSmart Plus CPU module: Ver.2.60 and prior FT1A Series SmartAXIS Pro/Lite: Ver.2.41 and prior (affected only by CVE-2024-41927) SX8R Bus Coupler Module: Ver.2.1.0 and prior (affected only by CVE-2024-28957). | 工控系统漏洞 | 中危 | https://nvd.nist.gov/vuln/detail/CVE-2024-28957
IDEC CORPORATION WindLDR and WindO/I-NV4 | CVE-2024-41716 |  | The following versions of WindLDR and WindO/I-NV4 are affected: WindLDR: Ver.9.1.0 and prior WindO/I-NV4: Ver.3.0.1 and prior. | 工控系统漏洞 | 中危 | https://nvd.nist.gov/vuln/detail/CVE-2024-41716
Scadatec Limited Procyon Telnet Buffer Overflow | CVE-2011-3322 |  | Scadatec Limited Procyon HMI prior to Version 1.14 | SCADA | 高危 | https://nvd.nist.gov/vuln/detail/CVE-2011-3322
ScadaTEC ScadaPhone & Modbus TagServer Buffer Overflow Vulnerability | CVE-2011-4535 |  | ScadaPhone V5.3.11.1230 and priorModbusTagServer V4.1.1.81 and prior | SCADA | 中危 | https://nvd.nist.gov/vuln/detail/CVE-2011-4535
Cooper Power Systems Cybectec DNP3 Master OPC Server Improper Input Validation | CVE-2013-2814 |  | DNP3 Master OPC Server - all versions. | 工控系统漏洞 | 高危 | https://nvd.nist.gov/vuln/detail/CVE-2013-2814
Cooper Power Systems Improper Input Validation Vulnerability | CVE-2013-2813 |  | SMP 16 Gateway (Data Concentrator) all versions ¦ SMP 4 Gateway (Data Concentrator) all versions and SMP 4/DP Gateway (Data Concentrator) all versions. | 工控系统漏洞 | 高危 | https://nvd.nist.gov/vuln/detail/CVE-2013-2813
IBM WebSphere Application Server and Server Hypervisor Edition Code Injection. | CVE-2015-7450 |  | IBM - WebSphere Application Server and Server Hypervisor Edition |  | 高危 | https://nvd.nist.gov/vuln/detail/CVE-2015-7450
IBM Planning Analytics Remote Code Execution Vulnerability | CVE-2019-4716 |  | IBM - Planning Analytics |  | 高危 | https://nvd.nist.gov/vuln/detail/CVE-2019-4716
Meinberg NTP Time Server Vulnerabilities | CVE-2016-3962 |  | Meinberg products affected: IMS-LANTIME M3000 Version 6.0 and earlier ¦ IMS-LANTIME M1000 Version 6.0 and earlier ¦ IMS-LANTIME M500 Version 6.0 and earlier ¦ LANTIME M900 Version 6.0 and earlier ¦ LANTIME M600 Version 6.0 and earlier ¦ LANTIME M400 Version 6.0 and earlier ¦LANTIME M300 Version 6.0 and earlier ¦ LANTIME M200 Version 6.0 and earlier ¦ LANTIME M100 Version 6.0 and earlier ¦ SyncFire 1100 Version 6.0 and earlier ¦ LCES Version 6.0 and earlier. | 工控系统漏洞 | 高危 | https://nvd.nist.gov/vuln/detail/CVE-2016-3962
Meinberg Radio Clocks LANTIME M-Series XSS | CVE-2014-5417 |  | Meinberg Network Time Protocol (NTP) Server firmware versions affected: LANTIME M-Series models: V6.15.019 and prior. | 工控系统漏洞 | 高危 | https://nvd.nist.gov/vuln/detail/CVE-2014-5417
Smiths Medical CADD-Solis Medication Safety Software Vulnerabilities | CVE-2016-8355 |  | CADD-Solis Medication Safety Software versions affected: Smiths Medical CADD-Solis Medication Safety Software ¦ Version 1.0; Smiths Medical CADD-Solis Medication Safety Software ¦ Version 2.0; Smiths Medical CADD-Solis Medication Safety Software ¦ Version 3.0; and Smiths Medical CADD-Solis Medication Safety Software ¦ Version 3.1. | 工控系统漏洞 | 高危 | https://nvd.nist.gov/vuln/detail/CVE-2016-8355
Smiths Medical Medfusion 4000 Wireless Syringe Infusion Pump Vulnerabilities (Update A) | CVE-2017-12718 | Smiths | The following Medfusion 4000 Wireless Syringe Infusion Pump versions are affected: Medfusion 4000 Wireless Syringe Infusion Pump ¦ Version 1.1 ¦ Medfusion 4000 Wireless Syringe Infusion Pump ¦ Version |  | High | https://nvd.nist.gov/vuln/detail/CVE-2017-12718
Solar Controls WATTConfig M Software | CVE-2017-9648 |  | The following versions of Solar Controls' WATTConfig M Software for Windows 2.5.10 for M SSR/MAX PLCs are affected: WATTConfig M Software ¦ Version 2.5.10.1 and prior. | 工控系统漏洞 | 高危 | https://nvd.nist.gov/vuln/detail/CVE-2017-9648
Solar Controls Heating Control Downloader (HCDownloader) | CVE-2017-9646 |  | The following versions of Solar Controls' Heating Control Downloader (HCDownloader) are affected: HCDownloader ¦ Version 1.0.1.15 and prior. | 工控系统漏洞 | 高危 | https://nvd.nist.gov/vuln/detail/CVE-2017-9646
Columbia Weather Systems MicroServer | CVE-2018-18875 |  | Weather MicroServer - weather monitoring system - affected: Weather MicroServer firmware Version MS_2.6.9900 and prior. | 工控系统漏洞 | 高危 | https://nvd.nist.gov/vuln/detail/CVE-2018-18875
Columbia Weather Systems MicroServer | CVE-2025-61939 | Columbia | Columbia Weather Systems MicroServer firmware: <MS_4.1_14142 |  | High | https://nvd.nist.gov/vuln/detail/CVE-2025-61939
Echelon SmartServer 1, SmartServer 2, SmartServer 3, i.LON 100, i.LON 600 (Update A) | CVE-2018-8855 |  | The following Smart Server and i.LON products which are network devices are affected: SmartServer 1 all versions ¦ SmartServer 2 all versions prior to release 4.11.007 ¦ i.LON 100 all versions and i.LON 600 all versions. | 工控系统漏洞 | 高危 | https://nvd.nist.gov/vuln/detail/CVE-2018-8855
Echelon SmartServer 1, SmartServer 2, SmartServer 3, i.LON 100, i.LON 600 (Update A) | CVE-2018-10627 | Echelon | The following Smart Server and i.LON products which are network devices are affected: SmartServer 1 all versions ¦ SmartServer 2 all versions prior to release 4.11.007 ¦ i.LON 100 all versions and i.L |  | Critical | https://nvd.nist.gov/vuln/detail/CVE-2018-10627
Distributed Data Systems WebHMI | CVE-2021-43931 |  | The following versions of WebHMI, a SCADA system with built-in web server capability, are affected: All versions prior to 4.1. | HMI | 高危 | https://nvd.nist.gov/vuln/detail/CVE-2021-43931
Distributed Data Systems WebHMI | CVE-2022-2254 | Distributed | The following versions of WebHMI are affected: WebHMI 4.1.1.7662 (and possibly prior versions). |  | Critical | https://nvd.nist.gov/vuln/detail/CVE-2022-2254
Industrial Control Links ScadaFlex II SCADA Controllers | CVE-2022-25359 |  | The following versions of Industrial Control Links ScadaFlex II SCADA Controllers are affected: SW: 1.03.07 (build 317), WebLib: 1.24 SW: 1.02.20 (build 286), WebLib: 1.24 SW: 1.02.15 (build 286), WebLib: 1.22 SW: 1.02.01 (build 229), WebLib: 1.16 SW: 1.01.14 (build 172), WebLib: 1.14 SW: 1.01.01 (build 2149), WebLib: 1.13. | SCADA | 高危 | https://nvd.nist.gov/vuln/detail/CVE-2022-25359
Industrial Video & Control Longwatch | CVE-2025-13658 |  | The following versions of Industrial Video & Control Longwatch, a video surveillance and monitoring system, are affected: Longwatch: Versions 6.309 to 6.334. | 工控系统漏洞 | 高危 | https://nvd.nist.gov/vuln/detail/CVE-2025-13658
APsystems Energy Communication Unit (ECU-C) Power Control Software | CVE-2022-44037 |  | The following APsystems products are affected: Energy Communication Unit Power Control Software: C1.2.2 Energy Communication Unit Power Control Software: v3.11.4 Energy Communication Unit Power Control Software: W2.1.NA Energy Communication Unit Power Control Software: v4.1SAA Energy Communication Unit Power Control Software: v4.1NA. | 工控系统漏洞 | 高危 | https://nvd.nist.gov/vuln/detail/CVE-2022-44037
APSystems Altenergy Power Control | CVE-2023-28343 |  | The following versions of Altenergy Power Control software are affected: Altenergy Power Control Software: C1.2.5. | 工控系统漏洞 | 高危 | https://nvd.nist.gov/vuln/detail/CVE-2023-28343
SDG PnPSCADA | CVE-2023-1934 |  | The following versions of SDG PnPSCADA products are affected: PnPSCADA (cross platforms): v2.*. | SCADA | 高危 | https://nvd.nist.gov/vuln/detail/CVE-2023-1934
SDG Technologies PnPSCADA | CVE-2024-2882 |  | The following versions of SDG Technologies PnPSCADA, a web-based SCADA HMI, are affected: PnPSCADA: Versions prior to 4. | SCADA | 高危 | https://nvd.nist.gov/vuln/detail/CVE-2024-2882
Enphase Installer Toolkit Android App (Update A) | CVE-2023-32274 |  | The following version of Enphase Installer Toolkit, a software application, is affected: Installer Toolkit: 3.27.0. | 工控系统漏洞 | 高危 | https://nvd.nist.gov/vuln/detail/CVE-2023-32274
Enphase Envoy (Update A) | CVE-2023-33869 |  | The following version of Enphase Envoy, an energy monitoring device, is affected: Envoy: D7.0.88. | 工控系统漏洞 | 中危 | https://nvd.nist.gov/vuln/detail/CVE-2023-33869
Orthanc Osimis DICOM Web Viewer | CVE-2023-7238 |  | The following versions of Osimis Web Viewer are affected: Osimis WebViewer: Version 1.4.2.0-9d9eff4. | 工控系统漏洞 | 高危 | https://nvd.nist.gov/vuln/detail/CVE-2023-7238
Orthanc Server | CVE-2025-0896 |  | The following Orthanc products are affected: Orthanc server: Versions prior to 1.5.8. | 工控系统漏洞 | 高危 | https://nvd.nist.gov/vuln/detail/CVE-2025-0896
Rapid Software LLC Rapid SCADA | CVE-2024-21764 |  | The following versions of Rapid SCADA, an open-source industrial automation platform, are affected: Rapid SCADA: Version 5.8.4 and prior. | SCADA | 高危 | https://nvd.nist.gov/vuln/detail/CVE-2024-21764
Rapid Response Monitoring My Security Account App | CVE-2025-0352 |  | The following Rapid Response Monitoring products are affected: My Security Account App API: Versions prior to 7/29/24. | 工控系统漏洞 | 高危 | https://nvd.nist.gov/vuln/detail/CVE-2025-0352
HID Global Reader Configuration Cards | CVE-2024-23806 |  | The following HID products are affected: HID iCLASS SE reader configuration cards: All versions OMNIKEY Secure Elements reader configuration cards: All versions. | 工控系统漏洞 | 中危 | https://nvd.nist.gov/vuln/detail/CVE-2024-23806
HID Global Encoders | CVE-2024-22388 |  | The following HID products are affected when configured as an encoder: iCLASS SE CP1000 Encoder: All versions iCLASS SE Readers: All versions iCLASS SE Reader Modules: All versions iCLASS SE Processors: All versions OMNIKEY 5427CK Readers: All versions OMNIKEY 5127CK Readers: All versions OMNIKEY 5023 Readers: All versions OMNIKEY 5027 Readers: All versions. | 工控系统漏洞 | 中危 | https://nvd.nist.gov/vuln/detail/CVE-2024-22388
Valmet DNA Engineering Web Tools | CVE-2025-15577 |  | Valmet Valmet DNA Engineering Web Tools: <=C2022 | 工控系统漏洞 | 高危 | https://nvd.nist.gov/vuln/detail/CVE-2025-15577
Valmet DNA | CVE-2021-26726 |  | The following versions of Valmet DNA, a distributed control system, are affected: Valmet DNA: Versions from Collection 2012 to Collection 2021. | 工控系统漏洞 | 高危 | https://nvd.nist.gov/vuln/detail/CVE-2021-26726
INVT VT-Designer and HMITool | CVE-2025-7223 |  | The following versions of INVT VT-Designer and HMITool are affected: VT-Designer: Version 2.1.13 (CVE-2025-7227, CVE-2025-7228, CVE-2025-7229, CVE-2025-7230, CVE-2025-7231) HMITool: Version 7.1.011 (CVE-2025-7223, CVE-2025-7224, CVE-2025-7225, CVE-2025-7226). | HMI | 高危 | https://nvd.nist.gov/vuln/detail/CVE-2025-7223
INVT Electric VT-Designer | CVE-2018-18987 |  | ZDI reports the following versions of VT-Designer are affected: VT-Designer 2.1.7.31. Other versions could also be affected. | 工控系统漏洞 | 中危 | https://nvd.nist.gov/vuln/detail/CVE-2018-18987
Exemys Web Server Bypass Vulnerability | CVE-2015-7910 |  | Exemys product versions affected: Exemys Telemetry Web Server. | 工控系统漏洞 | 高危 | https://nvd.nist.gov/vuln/detail/CVE-2015-7910
Exemys RME1 | CVE-2022-2197 |  | The following versions of Exemys RME1, an analog acquisition module, are affected: Exemys RME1-AI firmware: All versions prior to and including 2.1.6. | 工控系统漏洞 | 高危 | https://nvd.nist.gov/vuln/detail/CVE-2022-2197
Meteocontrol WEB'log Vulnerabilities (Update A) | CVE-2016-2298 |  | WEB'log products are affected: Basic 100 all versions ¦ Light all versions ¦ Pro all versions ¦ Pro Unlimited all versions. | 工控系统漏洞 | 高危 | https://nvd.nist.gov/vuln/detail/CVE-2016-2298
Meteocontrol WEB'log Vulnerabilities (Update A) | CVE-2016-2296 | Meteocontrol | WEB'log products are affected: Basic 100 all versions ¦ Light all versions ¦ Pro all versions ¦ Pro Unlimited all versions. |  | Critical | https://nvd.nist.gov/vuln/detail/CVE-2016-2296
ProMinent MultiFLEX M10a Controller | CVE-2017-14011 |  | The following versions of MultiFLEX Controller - water treatment controller are affected: All versions of MultiFLEX M10a Controller web interface. | 工控系统漏洞 | 高危 | https://nvd.nist.gov/vuln/detail/CVE-2017-14011
ProMinent MultiFLEX M10a Controller | CVE-2017-14013 | ProMinent | The following versions of MultiFLEX Controller - water treatment controller are affected: All versions of MultiFLEX M10a Controller web interface. |  | High | https://nvd.nist.gov/vuln/detail/CVE-2017-14013
BeaconMedaes TotalAlert Scroll Medical Air Systems | CVE-2018-7518 |  | The following TotalAlert Scroll Medical Air Systems web applications are affected: TotalAlert Scroll Medical Air Systems running software Versions 4107600010.23 and prior. | 工控系统漏洞 | 高危 | https://nvd.nist.gov/vuln/detail/CVE-2018-7518
BeaconMedaes TotalAlert Scroll Medical Air Systems | CVE-2018-7526 | BeaconMedaes | The following TotalAlert Scroll Medical Air Systems web applications are affected: TotalAlert Scroll Medical Air Systems running software Versions 4107600010.23 and prior. |  | High | https://nvd.nist.gov/vuln/detail/CVE-2018-7526
Rittal Chiller SK 3232-Series | CVE-2019-13549 |  | Rittal Chiller SK 3232-Series web interface as built upon Carel pCOWeb firmware A1.5.3 - B1.2.4. | 工控系统漏洞 | 高危 | https://nvd.nist.gov/vuln/detail/CVE-2019-13549
Rittal CMC III Access systems | CVE-2022-40633 |  | Rittal reports this vulnerability affects the following control cabinet locks: CMC III. | 工控系统漏洞 | 中危 | https://nvd.nist.gov/vuln/detail/CVE-2022-40633
Dover Fueling Solutions MAGLINK LX Console | CVE-2023-41256 |  | The following versions of MAGLINK LX Web Console Configuration are affected: MAGLINK LX Web Console Configuration: version 2.5.1 MAGLINK LX Web Console Configuration: version 2.5.2 MAGLINK LX Web Console Configuration: version 2.5.3 MAGLINK LX Web Console Configuration: version 2.6.1 MAGLINK LX Web Console Configuration: version 2.11 MAGLINK LX Web Console Configuration: version 3.0 MAGLINK LX Web Console Configuration: version 3.2 MAGLINK LX Web Console Configuration: version 3.3. | 工控系统漏洞 | 高危 | https://nvd.nist.gov/vuln/detail/CVE-2023-41256
Dover Fueling Solutions ProGauge MAGLINK LX CONSOLE | CVE-2024-41725 | Dover | The following versions of Dover Fueling Solutions ProGauge MAGLINK LX CONSOLE, tank gauge consoles, are affected: ProGauge MAGLINK LX CONSOLE: Versions 3.4.2.2.6 and prior ProGauge MAGLINK LX4 CONSOLE |  | Critical | https://nvd.nist.gov/vuln/detail/CVE-2024-41725
MegaSys Enterprises Telenium Online Web Application | CVE-2025-10659 |  | The following MegaSys Enerprises products are affected: Telenium Online Web Application: Versions 8.4.21 and prior. | 工控系统漏洞 | 高危 | https://nvd.nist.gov/vuln/detail/CVE-2025-10659
MegaSys Computer Technologies Telenium Online Web Application (Update A) | CVE-2025-8769 |  | The following MegaSys Computer Technologies products are affected: Telenium Online Web Application: versions 8.3 and prior. | 工控系统漏洞 | 高危 | https://nvd.nist.gov/vuln/detail/CVE-2025-8769
Intelbras RX1500 Router 安全漏洞 | CVE-2025-50404 | Intelbras | rx 1500 firmware |  | 未知 | https://nvd.nist.gov/vuln/detail/CVE-2025-50404
Intelbras RX1500 Router 访问控制错误漏洞 | CVE-2025-50405 | Intelbras | rx 1500 firmware |  | 未知 | https://nvd.nist.gov/vuln/detail/CVE-2025-50405
Pepperl+Fuchs Profinet Gateway 跨站脚本漏洞 | CVE-2025-1985 | Pepperl+Fuchs | Pepperl+Fuchs Profinet Gateway |  | 未知 | https://nvd.nist.gov/vuln/detail/CVE-2025-1985
Pepperl+Fuchs Profinet Gateway 访问控制错误漏洞 | CVE-2025-41654 | Pepperl+Fuchs | pepperl+fuchs profinet gateway |  | 未知 | https://nvd.nist.gov/vuln/detail/CVE-2025-41654
ORing Industrial Networking IDS-5042/5042+ Hard-Coded Credential Vulnerability | CVE-2012-4577 |  | Industrial DIN-Rail Device Server IDS-5042 all versions and Industrial DIN-Rail Device Server IDS-5042+ all versions. Note: Other ORing Industrial Networking products may also be affected by this vulnerability. | 工控系统漏洞 | 高危 | https://nvd.nist.gov/vuln/detail/CVE-2012-4577
ORing IAP-420 | CVE-2024-5410 |  | The following ORing products are affected: IAP-420: Versions 2.01e and prior. | 工控系统漏洞 | 高危 | https://nvd.nist.gov/vuln/detail/CVE-2024-5410
Accuenergy Acuvim II Authentication Vulnerabilities | CVE-2014-2373 |  | AXN-NET Ethernet module v.3.04. | 工控系统漏洞 | 高危 | https://nvd.nist.gov/vuln/detail/CVE-2014-2373
Accuenergy Acuvim II Series AXM-NET Module Vulnerabilities | CVE-2016-2293 |  | Accuenergy versions affected: Acuvim II NET Firmware ¦ Version 3.08Acuvim IIR NET Firmware ¦ Version 3.08. | 工控系统漏洞 | 高危 | https://nvd.nist.gov/vuln/detail/CVE-2016-2293
Adcon Telemetry A840 Vulnerabilities | CVE-2015-7930 |  | Adcon Telemetry product is affected: A840 Telemetry Gateway Base Station - all versions. | 工控系统漏洞 | 高危 | https://nvd.nist.gov/vuln/detail/CVE-2015-7930
Adcon Telemetry A850 Telemetry Gateway Base Station Vulnerabilities | CVE-2016-2274 |  | A850 Telemetry Gateway Base Station versions affected: A850 Telemetry Gateway Base Station ¦ all versions. | 工控系统漏洞 | 高危 | https://nvd.nist.gov/vuln/detail/CVE-2016-2274
Korenix JetNet | CVE-2017-14021 |  | The following versions of JetNet an Ethernet switch are affected: JetNet5018G version 1.4 ¦ JetNet5310G version 1.4a ¦ JetNet5428G-2G-2FX version 1.4 ¦ JetNet5628G-R version 1.4 ¦ JetNet5628G version 1.4 ¦ JetNet5728G-24P version 1.4 ¦ JetNet5828G version 1.1d ¦ JetNet6710G-HVDC version 1.1e and JetNet6710G version 1.1 | 工控系统漏洞 | 高危 | https://nvd.nist.gov/vuln/detail/CVE-2017-14021
Korenix Jetwave | CVE-2023-23294 |  | The following versions of Korenix Jetwave, are affected: Korenix JetWave4221 HP-E versions V1.3.0 and prior Korenix JetWave 3220/3420 V3 versions prior to V1.7 Korenix JetWave 2212G version V1.3.T Korenix JetWave 2212X/2112S version V1.3.0 Korenix JetWave 2211C versions prior to V1.6 Korenix JetWave 2411/2111 versions prior to V1.5 Korenix JetWave 2411L/2111L versions prior to V1.6 Korenix JetWave 2414/2114 versions prior to V1.4 Korenix JetWave 2424 versions prior to V1.3 Korenix JetWave 2460 v | 工控系统漏洞 | 高危 | https://nvd.nist.gov/vuln/detail/CVE-2023-23294
Continental AG Infineon S-Gold 2 (PMB 8876) | CVE-2017-9633 |  | All telematics control modules (TCUs) built by Continental AG that contain the S-Gold 2 (PMB 8876) cellular baseband chipset are affected. The S-Gold 2 (PMB 8876) is found in the following vehicles: BMW several models produced between 2009-2010 Ford - program to update 2G modems has been active since 2016 and impact is restricted to the limited number of P-HEV vehicles equipped with this older technology that remain in service.Infiniti 2013 JX35 Infiniti 2014-2016 QX60 Infiniti 2014-2016 QX60 Hy | 工控系统漏洞 | 高危 | https://nvd.nist.gov/vuln/detail/CVE-2017-9633
Continental AG Infineon S-Gold 2 (PMB 8876) | CVE-2017-9647 | Continental | All telematics control modules (TCUs) built by Continental AG that contain the S-Gold 2 (PMB 8876) cellular baseband chipset are affected. The S-Gold 2 (PMB 8876) is found in the following vehicles: B |  | High | https://nvd.nist.gov/vuln/detail/CVE-2017-9647
InHand Networks IR615 Router (Update A) | CVE-2021-38462 |  | The following versions of the InHand Networks IR615 Router are affected: IR615 Router: Versions 2.3.0.r5417 and prior. | 工控系统漏洞 | 高危 | https://nvd.nist.gov/vuln/detail/CVE-2021-38462
InHand Networks InRouter | CVE-2022-22597 |  | The following versions of InRouters, an industrial router line, are affected: InRouter 302: All versions prior to IR302 V3.5.56 InRouter 615: All versions prior to InRouter6XX-S-V2.3.0.r5542 | 工控系统漏洞 | 高危 | https://nvd.nist.gov/vuln/detail/CVE-2022-22597
Planet Technology Planet WGS-804HPT | CVE-2024-48871 |  | The following versions of Planet WGS-804HPT, an industrial switch, are affected: Planet WGS-804HPT: Version v1.305b210531. | 工控系统漏洞 | 高危 | https://nvd.nist.gov/vuln/detail/CVE-2024-48871
Planet Technology Network Products | CVE-2025-46271 |  | The following versions of Planet Technology products are affected: UNI-NMS-Lite: Versions 1.0b211018 and prior NMS-500: All Versions NMS-1000V: All Versions WGS-804HPT-V2: Versions 2.305b250121 and prior WGS-4215-8T2S: Versions 1.305b241115 and prior. | 工控系统漏洞 | 高危 | https://nvd.nist.gov/vuln/detail/CVE-2025-46271
Daikin Security Gateway | CVE-2025-10127 |  | The following versions of Daikin Security Gateway are affected: Security Gateway: App: 100, Frm: 214. | 工控系统漏洞 | 高危 | https://nvd.nist.gov/vuln/detail/CVE-2025-10127
Daikin SVMPC1 and SVMPC2 | CVE-2022-41653 |  | The following versions of Daikin Holdings Singapore Pte Ltd. SVMPC1 and SVMPC2, both an office and remote controller, are affected: SVMPC1: Version 2.1.22 and prior SVMPC2: Version 1.2.3 and prior. | 工控系统漏洞 | 高危 | https://nvd.nist.gov/vuln/detail/CVE-2022-41653
Shelly Pro 4PM | CVE-2025-11243 |  | The following version of Pro 4PM, a smart DIN rail switch, is affected: Pro 4PM: prior to v1.6. | 工控系统漏洞 | 高危 | https://nvd.nist.gov/vuln/detail/CVE-2025-11243
Shelly Pro 3EM | CVE-2025-12056 |  | The following version of Pro 3EM, a smart DIN rail switch, is affected: Pro 3EM: all versions. | 工控系统漏洞 | 高危 | https://nvd.nist.gov/vuln/detail/CVE-2025-12056
Milesight UG65-868M-EA | CVE-2025-4043 |  | The following versions of UG65-868M-EA, an industrial gateway, are affected: UG65-868M-EA: Firmware versions prior to 60.0.0.46. | 工控系统漏洞 | 中危 | https://nvd.nist.gov/vuln/detail/CVE-2025-4043
Milesight Cameras | CVE-2026-28747 |  | Milesight MS-Cxx63-PD: <=51.7.0.77-r12, Milesight MS-Cxx64-xPD: <=51.7.0.77-r12, Milesight MS-Cxx73-xPD: <=51.7.0.77-r12, Milesight MS-Cxx75-xxPD: <=51.7.0.77-r12, Milesight MS-Cxx83-xPD: <=51.7.0.77-r12, Milesight MS-Cxx74-PA: <=3x.8.0.3-r11, Milesight MS-C8477-HPG1: <=63.8.0.4-r3, Milesight MS-C8477-PC: <=48.8.0.4-r3, Milesight MS-C5321-FPE: <=62.8.0.4-r5, Milesight MS-Cxx72-xxxPE: <=61.8.0.5-r2, Milesight MS-Cxx62-xxxPE: <=61.8.0.5-r2, Milesight MS-Cxx52-xxxPE: <=61.8.0.5-r2, Milesight MS-Cxx | 工控系统漏洞 | 高危 | https://nvd.nist.gov/vuln/detail/CVE-2026-28747
Citrix NetScaler ADC and Gateway Out-of-Bounds Read Vulnerability | CVE-2025-5777 |  | Citrix - NetScaler ADC and Gateway |  | 高危 | https://nvd.nist.gov/vuln/detail/CVE-2025-5777
Citrix NetScaler ADC and Gateway Buffer Overflow Vulnerability | CVE-2025-6543 |  | Citrix - NetScaler ADC and Gateway |  | 高危 | https://nvd.nist.gov/vuln/detail/CVE-2025-6543
Jinan USR IOT Technology Limited (PUSR) USR-W610 RS232/485 to Wi-Fi/Ethernet Converter | CVE-2026-7786 |  | USR-W610 RS232/485 to Wi-Fi/Ethernet Converter 7.03T.07 | 工控系统漏洞 | 高危 | https://nvd.nist.gov/vuln/detail/CVE-2026-7786
Jinan USR IOT Technology Limited (PUSR) USR-W610 | CVE-2026-25715 |  | Jinan USR IOT Technology Limited (PUSR) USR-W610: <=3.1.1.0 | 工控系统漏洞 | 高危 | https://nvd.nist.gov/vuln/detail/CVE-2026-25715
Fortinet多款产品 安全漏洞 | CVE-2024-40588 | Fortinet | forticamera firmware |  | 未知 | https://nvd.nist.gov/vuln/detail/CVE-2024-40588
Fortinet多款产品 缓冲区错误漏洞 | CVE-2025-32756 | Fortinet | FortiMail |  | 未知 | https://nvd.nist.gov/vuln/detail/CVE-2025-32756
Cambium Networks ePMP | CVE-2017-7918 |  | Cambium reports that the vulnerabilities affect the following ePMP Network Access Control products: ePMP All Models. | 工控系统漏洞 | 高危 | https://nvd.nist.gov/vuln/detail/CVE-2017-7918
Cambium ePMP 5GHz Force 300-25 Radio (Update A) | CVE-2023-6691 |  | The following versions of Cambium ePMP Force 300-25 radio are affected: ePMP Force 300-25: version 4.7.0.1. | 工控系统漏洞 | 高危 | https://nvd.nist.gov/vuln/detail/CVE-2023-6691
NUUO NVRmini2 and NVRsolo | CVE-2018-1149 |  | The following versions of Nuuo NVRmini2 and NVRsolo - network video recorders are affected: All Versions 3.8.0 and prior. | 工控系统漏洞 | 高危 | https://nvd.nist.gov/vuln/detail/CVE-2018-1149
NUUO CMS (Update A) | CVE-2018-17888 | NUUO | The following versions of NUUO CMS - central software management platform are affected: CMS Versions 3.1 and prior. CMS Versions 3.3 and prior. |  | Critical | https://nvd.nist.gov/vuln/detail/CVE-2018-17888
PTZOptics PT30X-SDI/NDI Cameras Authentication Bypass Vulnerability | CVE-2024-8956 |  | PTZOptics - PT30X-SDI/NDI Cameras |  | 高危 | https://nvd.nist.gov/vuln/detail/CVE-2024-8956
PTZOptics and Other Pan-Tilt-Zoom Cameras | CVE-2025-35451 |  | The following ValueHD, PTZOptics, multiCAM Systems, and SMTAV products are affected: PTZOptics PT12X-SDI-xx-G2: Versions 6.3.34 and prior (CVE-2025-35451) PTZOptics PT12X-NDI-xx: Versions 6.3.34 and prior (CVE-2025-35451) PTZOptics PT12X-USB-xx-G2: Versions 6.2.81 and prior (CVE-2025-35451) PTZOptics PT20X-SDI-xx-G2: Versions 6.3.20 and prior (CVE-2025-35451) PTZOptics PT20X-NDI-xx: Versions 6.3.20 and prior (CVE-2025-35451) PTZOptics PT20X-USB-xx-G2: Versions 6.2.73 and prior (CVE-2025-35451) P | 工控系统漏洞 | 高危 | https://nvd.nist.gov/vuln/detail/CVE-2025-35451
LG Innotek Camera Multiple Models | CVE-2025-10538 |  | The following models of LG Innotek CCTV Cameras are affected: LG LND7210: All Versions LG LNV7210R: All Versions. | 工控系统漏洞 | 高危 | https://nvd.nist.gov/vuln/detail/CVE-2025-10538
LG Innotek Camera Model LNV5110R | CVE-2025-7742 |  | The following model of LG Innotek CCTV Camera is affected: LNV5110R: All versions. | 工控系统漏洞 | 高危 | https://nvd.nist.gov/vuln/detail/CVE-2025-7742
Hangzhou Xiongmai Technology Co., Ltd XM530 IP Camera | CVE-2025-65856 |  | Hangzhou Xiongmai Technology Co., Ltd IP Camera XM530V200_X6-WEQ_8M firmware: V5.00.R02.000807D8.10010.346624.S.ONVIF_21.06 | 工控系统漏洞 | 高危 | https://nvd.nist.gov/vuln/detail/CVE-2025-65856
Hangzhou Xiongmai Technology Co., Ltd XMeye P2P Cloud Server | CVE-2018-17917 | Hangzhou | All products using XMeye P2P Cloud Server are affected. Hangzhou Xiongmai Technology Co. Ltd acts primarily as an Original Equipment Manufacturer (OEM) and sells few - if any Xiongmai-branded products |  | High | https://nvd.nist.gov/vuln/detail/CVE-2018-17917
TP-Link Systems Inc. VIGI C330I IP Camera | CVE-2026-0629 |  | TP-Link Systems Inc. VIGI Cx45 Series Models C345, C445: <=3.1.0_Build_250820_Rel.57668n, TP-Link Systems Inc. VIGI Cx55 Series Models C355, C455: <=3.1.0_Build_250820_Rel.58873n, TP-Link Systems Inc. VIGI Cx85 Series Models C385, C485: <=3.0.2_Build_250630_Rel.71279n, TP-Link Systems Inc. VIGI C340S Series: <=3.1.0_Build_250625_Rel.65381n, TP-Link Systems Inc. VIGI C540S Series Models C540S, EasyCam C540S: <=3.1.0_Build_250625_Rel.66601n, TP-Link Systems Inc. VIGI C540V Series: <=2.1.0_Build_25 | 工控系统漏洞 | 高危 | https://nvd.nist.gov/vuln/detail/CVE-2026-0629
TP-LINK Deco BE65 Pro 操作系统命令注入漏洞 | CVE-2025-32107 | Tp-Link | TP-LINK Deco BE65 Pro |  | 未知 | https://nvd.nist.gov/vuln/detail/CVE-2025-32107
Softing Industrial Automation OPC | CVE-2020-14522 | Softing | The following versions of OPC are affected: All versions prior to the latest build of Version 4.47.0. | 工控系统漏洞 | 高危 | https://nvd.nist.gov/vuln/detail/CVE-2020-14522
Softing OPC-UA C++ SDK | CVE-2021-32994 | Softing | Softing reports the vulnerability affects functions in the following software library, which may be used in other products: OPC UA C++ SDK (Software Development Kit) Versions from 5.59 to 5.64. | 工控系统漏洞 | 高危 | https://nvd.nist.gov/vuln/detail/CVE-2021-32994
Alstom e-Terracontrol DNP3 Master Improper Input Validation (Update A) | CVE-2013-2787 |  | e-terracontrol, Version 3.5, 3.6, and 3.7. | 工控系统漏洞 | 高危 | https://nvd.nist.gov/vuln/detail/CVE-2013-2787
Alstom Grid S1 Agile Improper Authorization | CVE-2013-2786 |  | MiCOM S1 Agile Software - all versions up to and including v1.0.2 and Legacy MiCOM S1 Studio Software - all versions. | 工控系统漏洞 | 中危 | https://nvd.nist.gov/vuln/detail/CVE-2013-2786
Elipse SCADA DNP3 Denial of Service | CVE-2014-5429 |  | Elipse SCADA 2.29 build 141 and prior w/ DNP3 driver ¦ Elipse E3 versions V1.0 to V4.6 ¦ Elipse Power systems Versions V1.0 to V4.6 ¦ DNP 3.0 Master v3.02 and prior. | SCADA | 中危 | https://nvd.nist.gov/vuln/detail/CVE-2014-5429
Elipse E3 Process Control Vulnerability (Update A) | CVE-2015-0978 |  | Elipse E3 versions affected: Elipse E3 ¦ Versions 4.5.232-4.6.161 ¦EQATEC.Analytics.Monitor.Win32_vc100.dll (32-bit) ¦ EQATEC.Analytics.Monitor.Win32_vc100-x64.dll (64-bit). | 工控系统漏洞 | 中危 | https://nvd.nist.gov/vuln/detail/CVE-2015-0978
Treck TCP/IP (Update I) | CVE-2020-11897 |  | The Treck TCP/IP stack is affected, including: Treck Inc TCP/IP: IPv4 Treck Inc TCP/IP: IPv6 Treck Inc TCP/IP: UDP Treck Inc TCP/IP: DNS Treck Inc TCP/IP: DHCP Treck Inc TCP/IP: TCP Treck Inc TCP/IP: ICMPv4 Treck Inc TCP/IP: ARP. | 工控系统漏洞 | 高危 | https://nvd.nist.gov/vuln/detail/CVE-2020-11897
Treck TCP/IP Stack (Update A) | CVE-2020-25066 |  | The following components of Treck TCP/IP stack Version 6.0.1.67 and prior are affected: HTTP Server IPv6 DHCPv6. | 工控系统漏洞 | 高危 | https://nvd.nist.gov/vuln/detail/CVE-2020-25066
Real Time Automation EtherNet/IP | CVE-2020-25159 |  | The following versions of 499ES EtherNet/IP Adaptor Source Code - a TCP/IP stack are affected: All versions prior to 2.28. | 工控系统漏洞 | 高危 | https://nvd.nist.gov/vuln/detail/CVE-2020-25159
Real Time Automation 460 Series | CVE-2023-4523 |  | The following Real Time Automation products are affected: 460 Series: Versions prior to v8.9.8. | 工控系统漏洞 | 高危 | https://nvd.nist.gov/vuln/detail/CVE-2023-4523
Optigo Networks Visual BACnet Capture Tool/Optigo Visual Networks Capture Tool | CVE-2025-2079 |  | The following versions of Optigo Networks Visual BACnet Capture Tool and Optigo Visual Networks Capture Tool are affected: Visual BACnet Capture Tool: Version 3.1.2rc11, Optigo Visual Networks Capture Tool: Version 3.1.2rc11. | 工控系统漏洞 | 高危 | https://nvd.nist.gov/vuln/detail/CVE-2025-2079
Optigo Networks ONS NC600 | CVE-2025-4041 |  | The following versions of Optigo Networks ONS NC600 are affected: ONS NC600: Versions 4.2.1-084 through 4.7.2-330. | 工控系统漏洞 | 高危 | https://nvd.nist.gov/vuln/detail/CVE-2025-4041
airpig2011 IEC104 安全漏洞 | CVE-2025-63927 | Airpig2011 | iec104 |  | 未知 | https://nvd.nist.gov/vuln/detail/CVE-2025-63927
IEC104 安全漏洞 | CVE-2025-63929 | Airpig2011 | iec104 |  | 未知 | https://nvd.nist.gov/vuln/detail/CVE-2025-63929
Flowring Agentflow 安全漏洞 | CVE-2025-11898 | Flowring | Flowring Agentflow |  | 未知 | https://nvd.nist.gov/vuln/detail/CVE-2025-11898
Flowring Technology Agentflow BPM 安全漏洞 | CVE-2025-3709 | Flowring | agentflow |  | 未知 | https://nvd.nist.gov/vuln/detail/CVE-2025-3709
Arbiter Systems Power Sentinel Denial-of-Service Vulnerability | CVE-2012-3012 |  | Model 1133A Power Sentinel firmware versions 09 Jun 2012 and earlier | 工控系统漏洞 | 高危 | https://nvd.nist.gov/vuln/detail/CVE-2012-3012
Arbiter Systems 1094B GPS Clock Spoofing Vulnerability | CVE-2014-9194 |  | Model 1094B GPS Substation Clock. | 工控系统漏洞 | 中危 | https://nvd.nist.gov/vuln/detail/CVE-2014-9194
GarrettCom - Use of Hard-Coded Password | CVE-2012-3014 |  | MNS-6K Rel v4.1.14 and prior and MNS-6K Rel v14.1.14 SECURE and prior | 工控系统漏洞 | 高危 | https://nvd.nist.gov/vuln/detail/CVE-2012-3014
GarrettCom Magnum Series Devices Vulnerabilities | CVE-2015-3942 |  | GarrettCom versions affected: Magnum 6K product line and all versions prior to 4.5.6 ¦ Magnum 10K product line and all versions prior to 4.5.6. | 工控系统漏洞 | 中危 | https://nvd.nist.gov/vuln/detail/CVE-2015-3942
Elasticsearch Remote Code Execution Vulnerability | CVE-2014-3120 |  | Elastic - Elasticsearch |  | 高危 | https://nvd.nist.gov/vuln/detail/CVE-2014-3120
Elasticsearch Groovy Scripting Engine Remote Code Execution Vulnerability | CVE-2015-1427 |  | Elastic - Elasticsearch |  | 高危 | https://nvd.nist.gov/vuln/detail/CVE-2015-1427
Nordex NC2 XSS Vulnerability | CVE-2014-5408 |  | Nordex Control 2 (NC2) SCADA V15 and prior versions. | 工控系统漏洞 | 高危 | https://nvd.nist.gov/vuln/detail/CVE-2014-5408
Nordex NC2 XSS Vulnerability | CVE-2015-6477 | Nordex | Nordex NC2 versions affected: Nordex Control 2 (NC2) SCADA V16 and prior versions. |  | Medium | https://nvd.nist.gov/vuln/detail/CVE-2015-6477
CAREL PlantVisor Enhanced Authentication Bypass Vulnerability | CVE-2015-0867 |  | CAREL versions: PlantVisorEnhanced. | 工控系统漏洞 | 高危 | https://nvd.nist.gov/vuln/detail/CVE-2015-0867
CAREL Boss-Mini | CVE-2023-3643 |  | The following versions of CAREL Boss-Mini, a local supervisor solution, are affected: Boss-Mini: Version 1.4.0 (Build 6221). | 工控系统漏洞 | 高危 | https://nvd.nist.gov/vuln/detail/CVE-2023-3643
IBC Solar ServeMaster Source Code Vulnerability | CVE-2015-6475 |  | IBC Solar ServeMaster TLP+ ¦ Danfoss TLX Pro+. | 工控系统漏洞 | 高危 | https://nvd.nist.gov/vuln/detail/CVE-2015-6475
IBC Solar ServeMaster Source Code Vulnerability | CVE-2015-6469 | IBC | IBC Solar ServeMaster TLP+ ¦ Danfoss TLX Pro+. |  | High | https://nvd.nist.gov/vuln/detail/CVE-2015-6469
JanTek JTC-200 | CVE-2016-5791 |  | The following versions of JTC-200 - TCP/IP converter are affected: JTC-200 all versions. | 工控系统漏洞 | 高危 | https://nvd.nist.gov/vuln/detail/CVE-2016-5791
JanTek JTC-200 | CVE-2016-5789 | JanTek | The following versions of JTC-200 - TCP/IP converter are affected: JTC-200 all versions. |  | Critical | https://nvd.nist.gov/vuln/detail/CVE-2016-5789
Kabona AB WDC Vulnerabilities (Update A) | CVE-2016-8376 |  | WebDatorCentral versions affected: All WDC versions prior to Version 3.4.0. | 工控系统漏洞 | 高危 | https://nvd.nist.gov/vuln/detail/CVE-2016-8376
Kabona AB WDC Vulnerabilities (Update A) | CVE-2016-8356 | Kabona | WebDatorCentral versions affected: All WDC versions prior to Version 3.4.0. |  | High | https://nvd.nist.gov/vuln/detail/CVE-2016-8356
PDQ Manufacturing, Inc. LaserWash, Laser Jet and ProTouch | CVE-2017-9632 |  | The following versions of LaserWash ¦ Laser Jet and ProTouch ¦ in-bay automatic car wash systems are affected: LaserWash G5 and G5 S Series all versions ¦ LaserWash M5 all versions ¦ LaserWash 360 and 360 Plus all versions ¦ LaserWash AutoXpress and AutoExpress Plus all versions ¦ LaserJet all versions ¦ ProTouch Tandem all versions ¦ ProTouch ICON all versions and ProTouch AutoGloss all versions. | 工控系统漏洞 | 高危 | https://nvd.nist.gov/vuln/detail/CVE-2017-9632
PDQ Manufacturing, Inc. LaserWash, Laser Jet and ProTouch | CVE-2017-9630 | PDQ | The following versions of LaserWash ¦ Laser Jet and ProTouch ¦ in-bay automatic car wash systems are affected: LaserWash G5 and G5 S Series all versions ¦ LaserWash M5 all versions ¦ LaserWash 360 and |  | Critical | https://nvd.nist.gov/vuln/detail/CVE-2017-9630
Crestron TSW-X60 and MC3 | CVE-2018-11228 |  | The following products and versions are affected: TSW-X60 ¦ all versions prior to 2.001.0037.001; and MC3 ¦ all versions prior to 1.502.0047.001. | 工控系统漏洞 | 高危 | https://nvd.nist.gov/vuln/detail/CVE-2018-11228
Crestron AM-300 | CVE-2023-6926 |  | The following Crestron AirMedia Presentation System products are affected: AM-300: Version 1.4499.00018. | 工控系统漏洞 | 高危 | https://nvd.nist.gov/vuln/detail/CVE-2023-6926
GAIN Electronic Co. Ltd SAGA1-L Series | CVE-2018-17923 |  | According to GAIN Electronic Co. Ltd - the following product is affected: SAGA1-L8B: All firmware versions prior to A0.10. | 工控系统漏洞 | 高危 | https://nvd.nist.gov/vuln/detail/CVE-2018-17923
GAIN Electronic Co. Ltd SAGA1-L Series | CVE-2018-17903 | GAIN | According to GAIN Electronic Co. Ltd - the following product is affected: SAGA1-L8B: All firmware versions prior to A0.10. |  | High | https://nvd.nist.gov/vuln/detail/CVE-2018-17903
Fujifilm FCR Capsula X/Carbon X | CVE-2019-10948 |  | Fujifilm Computed Radiography cassette reader models and versions affected: CR-IR 357 FCR Carbon XCR-IR 357 FCR XC-2CR-IR 357 FCR Capsula X. | 工控系统漏洞 | 高危 | https://nvd.nist.gov/vuln/detail/CVE-2019-10948
FUJIFILM Healthcare Americas Synapse Mobility | CVE-2025-54551 |  | The following versions of FUJIFILM Healthcare Americas Synapse Mobility are affected: Synapse Mobility: Versions prior to 8.2. | 工控系统漏洞 | 中危 | https://nvd.nist.gov/vuln/detail/CVE-2025-54551
Zebra Industrial Printers | CVE-2019-10960 |  | All Zebra Industrial Printers. | 工控系统漏洞 | 中危 | https://nvd.nist.gov/vuln/detail/CVE-2019-10960
Zebra ZTC Industrial ZT400 and Desktop GK420d | CVE-2023-4957 |  | The following versions of Zebra ZTC industrial and desktop printers are affected: ZTC Industrial ZT410: All versions ZTC Desktop GK420d: All versions | 工控系统漏洞 | 中危 | https://nvd.nist.gov/vuln/detail/CVE-2023-4957
MB connect line mbCONNECT24, mymbCONNECT24 | CVE-2020-10384 |  | The following products and versions are affected: mymbCONNECT24 v2.6.1 and prior mbCONNECT24 v2.6.1 and prior. | 工控系统漏洞 | 高危 | https://nvd.nist.gov/vuln/detail/CVE-2020-10384
MB Connect line mbCONNECT24, mymbCONNECT24 | CVE-2020-24568 | MB | The following products and versions are affected: mymbCONNECT24 v2.6.1 and prior mbCONNECT24 v2.6.1 and prior. |  | Critical | https://nvd.nist.gov/vuln/detail/CVE-2020-24568
Grundfos CIM 500 | CVE-2020-10609 |  | The following versions of Grundfos CIM 500 are affected: All versions prior to v06.16.00. | 工控系统漏洞 | 高危 | https://nvd.nist.gov/vuln/detail/CVE-2020-10609
Grundfos CIM 500 | CVE-2020-10605 | Grundfos | The following versions of Grundfos CIM 500 are affected: All versions prior to v06.16.00. |  | High | https://nvd.nist.gov/vuln/detail/CVE-2020-10605
Datakit Libraries bundled in Luxion KeyShot | CVE-2021-27488 |  | The following modules of Datakit CrossCADWare, Versions 2021.1 and earlier, a library embedded in end-user applications, are affected: CatiaV5_3dRead CatiaV6_3dRead Step3dRead Ug3dReadPsr Jt3dReadPsr The following versions of Luxion software, 3D rendering and animation software, are bundled with the affected Datakit libraries: KeyShot: Versions v10.1 and prior. | 工控系统漏洞 | 高危 | https://nvd.nist.gov/vuln/detail/CVE-2021-27488
Datakit CrossCAD-WARE | CVE-2023-22295 |  | The following Datakit product, a conversion engine, is affected: CrossCAD/Ware_x64 library: All versions prior to 2023.1. | 工控系统漏洞 | 高危 | https://nvd.nist.gov/vuln/detail/CVE-2023-22295
ThroughTek Kalay P2P SDK | CVE-2021-28372 |  | The following versions of Kalay P2P Software Development Kit (SDK) are affected: Versions 3.1.5 and prior SDK versions with the nossl tag Device firmware that does not use AuthKey for IOTC connection Device firmware using the AVAPI module without enabling DTLS mechanism Device firmware using P2PTunnel or RDT module. | 工控系统漏洞 | 高危 | https://nvd.nist.gov/vuln/detail/CVE-2021-28372
ThroughTek P2P SDK | CVE-2021-32934 |  | The following versions of P2P Software Development Kit (SDK) are affected: Versions 3.1.5 and prior SDK versions with nossl tag Device firmware that does not use AuthKey for IOTC connection Device firmware using the AVAPI module without enabling DTLS mechanism Device firmware using P2PTunnel or RDT module. | 工控系统漏洞 | 高危 | https://nvd.nist.gov/vuln/detail/CVE-2021-32934
Baker Hughes Bently Nevada 3500 | CVE-2021-32997 |  | The following software versions are affected: System 1 6.x, Part No. 3060/00, Versions 6.98 and prior, Released Dec 2020; System 1, Part No. 3071/xx & 3072/xx, Versions 21.1 HF1 and prior, Released July 2021; 3500 Rack Configuration, Part No. 129133-01, Versions 6.4 and prior, Released May 2020; 3500/22M Firmware, Part No. 288055-01, Versions 5.05 and prior, Released May 2021. | 工控系统漏洞 | 高危 | https://nvd.nist.gov/vuln/detail/CVE-2021-32997
Baker Hughes Bently Nevada 3500 | CVE-2023-34437 | Baker | The following versions of the Bently Nevada 3500 System, a real-time monitoring solution, are affected: Bently Nevada 3500 Rack (TDI Firmware): version 5.05 |  | High | https://nvd.nist.gov/vuln/detail/CVE-2023-34437
Carrier LenelS2 HID Mercury access panels | CVE-2022-31479 |  | Carrier reports these vulnerabilities affect the following HID Mercury access panels sold by LenelS2: LNL-X2210 LNL-X2220 LNL-X3300 LNL-X4420 LNL-4420 S2-LP-1501 S2-LP-4502 S2-LP-2500 S2-LP-1502. | 工控系统漏洞 | 高危 | https://nvd.nist.gov/vuln/detail/CVE-2022-31479
Carrier Block Load | CVE-2024-10930 |  | The following Carrier product, which is a HVAC load calculation program, are affected: Block Load: Version 4.00, v4.10 to 4.16. | 工控系统漏洞 | 高危 | https://nvd.nist.gov/vuln/detail/CVE-2024-10930
Baicells Nova | CVE-2023-0776 |  | Baicells reports this vulnerability affects the following LTE TDD eNodeB devices with firmware versions through QRTB 2.12.7: Nova 436Q Nova 430E Nova 430I Neutrino 430. | 工控系统漏洞 | 高危 | https://nvd.nist.gov/vuln/detail/CVE-2023-0776
Baicells Nova | CVE-2023-24508 | Baicells | Baicells reports this vulnerability affects the following Nova LTE TDD eNodeB devices with firmware through RTS/RTD 3.6.6: Nova 227 Nova 233 Nova 243 Nova 246. |  | Critical | https://nvd.nist.gov/vuln/detail/CVE-2023-24508
EFACEC UC 500E | CVE-2023-50703 |  | The following version of EFACEC UC 500E, a HMI, is affected: UC 500E: version 10.1.0. | 工控系统漏洞 | 中危 | https://nvd.nist.gov/vuln/detail/CVE-2023-50703
EFACEC BCU 500 | CVE-2023-50707 |  | The following version of EFACEC BCU 500, an automation and control IED, is affected: BCU 500: version 4.07. | 工控系统漏洞 | 高危 | https://nvd.nist.gov/vuln/detail/CVE-2023-50707
Franklin Fueling System TS-550 | CVE-2023-5846 |  | The following versions of Franklin Fueling System TS-550, are affected: TS-550: All versions prior to 1.9.23.8960 | 工控系统漏洞 | 高危 | https://nvd.nist.gov/vuln/detail/CVE-2023-5846
Franklin Electric Fueling Systems Colibri | CVE-2023-5885 |  | The following versions of FFS Colibri, a discontinued fuel inventory monitoring system, are affected: FFS Colibri: all versions. | 工控系统漏洞 | 中危 | https://nvd.nist.gov/vuln/detail/CVE-2023-5885
goTenna Pro ATAK Plugin (Update A) | CVE-2024-45374 |  | The following versions of goTenna Pro ATAK Plugin, a mesh networking device, are affected: goTenna Pro ATAK Plugin: Versions 1.9.12 and prior. | 工控系统漏洞 | 高危 | https://nvd.nist.gov/vuln/detail/CVE-2024-45374
goTenna Pro X and Pro X2 (Update A) | CVE-2024-47121 |  | The following versions of goTenna Pro series, mesh networking device, are affected: goTenna Pro App: versions 1.6.1 and prior. | 工控系统漏洞 | 高危 | https://nvd.nist.gov/vuln/detail/CVE-2024-47121
Grassroots DICOM (GDCM) | CVE-2025-11266 |  | The following open source products and specified components are affected: Grassroots DICOM (GDCM): Versions 3.0.24 and prior SimpleITK: Versions 2.5.2 and prior medInria: Versions 4.0 and prior. | 工控系统漏洞 | 中危 | https://nvd.nist.gov/vuln/detail/CVE-2025-11266
Grassroots DICOM (GDCM) | CVE-2026-3650 | Grassroots | Grassroots Grassroots DICOM (GDCM): 3.2.2 |  | High | https://nvd.nist.gov/vuln/detail/CVE-2026-3650
Guralp Systems FMUS (Fortimus) Series and MIN (Minimus) Series | CVE-2025-14466 |  | Guralp Systems Fortimus Series: vers:all/*, Guralp Systems Minimus Series: vers:all/*, Guralp Systems Certimus Series: vers:all/* | 工控系统漏洞 | 中危 | https://nvd.nist.gov/vuln/detail/CVE-2025-14466
Guralp Systems FMUS Series and MIN Series Devices (Update B) | CVE-2025-8286 |  | Guralp Systems Guralp FMUS Series Seismic Monitoring Devices: vers:all/*, Guralp Systems Guralp MIN Series Digitizing Devices: vers:all/* | 工控系统漏洞 | 高危 | https://nvd.nist.gov/vuln/detail/CVE-2025-8286
Keysight Ixia Vision Product Family (Update A) | CVE-2025-21095 |  | Keysight reports the following versions of the Vision Network Packet Broker product family are affected: Ixia Vision Product Family: Version 6.3.1. | 工控系统漏洞 | 高危 | https://nvd.nist.gov/vuln/detail/CVE-2025-21095
Keysight N6854A Geolocation Server and N6841A RF Sensor | CVE-2023-1399 | Keysight | The following Keysight monitoring products are affected: N6854A Geolocation Server versions 2.4.2 and prior. |  | High | https://nvd.nist.gov/vuln/detail/CVE-2023-1399
Gardyn Home Kit (Update B) | CVE-2025-29628 |  | Gardyn Home Firmware ¦ Gardyn Studio Firmware ¦ Gardyn Mobile Application <2.11.0 ¦ Gardyn Cloud API <2.12.2026 | 工控系统漏洞 | 高危 | https://nvd.nist.gov/vuln/detail/CVE-2025-29628
Gardyn IoT Hub | CVE-2026-13768 |  | Home Firmware ¦ Studio Firmware ¦ Cloud API <2.12.2026 | 工控系统漏洞 | 高危 | https://nvd.nist.gov/vuln/detail/CVE-2026-13768
MAXHUB Pivot | CVE-2025-53704 |  | MAXHUB reports the following versions of MAXHUB Pivot are affected: Pivot client application: All versions prior to v1.36.2. | 工控系统漏洞 | 高危 | https://nvd.nist.gov/vuln/detail/CVE-2025-53704
Maxhub Pivot | CVE-2026-6411 | Maxhub | MAXHUB MAXHUB Pivot client application: <v1.36.2 |  | High | https://nvd.nist.gov/vuln/detail/CVE-2026-6411
Geutebruck IP Cameras | CVE-2018-7532 | Geutebruck | Geutebruck reports that the vulnerabilities affect the following IP cameras: G-Cam/EFD-2250 (part nÃ‚Â° 5.02024) firmware version 1.12.0.4 andTopline TopFD-2125 (part nÃ‚Â° 5.02820) firmware version 3 |  | Critical | https://nvd.nist.gov/vuln/detail/CVE-2018-7532
Geutebruck G-Cam and G-Code | CVE-2020-16205 | Geutebruck | Geutebruck reports the vulnerability affects firmware Versions 1.12.0.25 and prior as well as the limited Versions 1.12.13.2 and 1.12.14.5 of the following Encoder and E2 Series Camera models: G-Code: |  | High | https://nvd.nist.gov/vuln/detail/CVE-2020-16205
There is a Cross Site Scripting (XSS) vulnerability in the "theme" parameter of preview.php in PHPJabbers Time Slots Booking Calendar v3.3. | CVE-2023-33564 | phpjabbers |  |  |  | https://nvd.nist.gov/vuln/detail/CVE-2023-33564
There is a Cross Site Scripting (XSS) vulnerability in the "column" parameter of index.php in PHPJabbers Document Creator v1.0. | CVE-2023-36310 | phpjabbers |  |  |  | https://nvd.nist.gov/vuln/detail/CVE-2023-36310
AiKaan Cloud Controller 安全漏洞 | CVE-2025-57601 | Aikaan | AiKaan Cloud Controller |  | 未知 | https://nvd.nist.gov/vuln/detail/CVE-2025-57601
ifm electronic Smart PLC AC4xxS 访问控制错误漏洞 | CVE-2024-8419 | Ifm Electronic | ifm electronic Smart PLC AC4xxS |  | 未知 | https://nvd.nist.gov/vuln/detail/CVE-2024-8419
Intellian Iridium Certus 700 信任管理问题漏洞 | CVE-2025-41380 | Intellian | intellian iridium certus 700 |  | 未知 | https://nvd.nist.gov/vuln/detail/CVE-2025-41380
Lenze PLC Designer V4 安全漏洞 | CVE-2025-41647 | Lenze | Lenze PLC Designer V4 |  | 未知 | https://nvd.nist.gov/vuln/detail/CVE-2025-41647
Pacom 1000 CCU GMS System Cryptographic Implementation Vulnerabilities | CVE-2014-3260 |  | Pacom GMS systems affected: Pacom 1000 CCU ¦ RTU. | 工控系统漏洞 | 高危 | https://nvd.nist.gov/vuln/detail/CVE-2014-3260
IDS RTU 850 Directory Traversal Vulnerability | CVE-2015-3939 |  | IDS communications modules in the IDS 850 family versions affected: NC854 ¦ NC856. | RTU | 高危 | https://nvd.nist.gov/vuln/detail/CVE-2015-3939
IBHsoftec S7-SoftPLC CPX43 Heap-based Buffer Overflow Vulnerability | CVE-2016-8364 |  | IBHsoftec versions of S7-SoftPLC: S7-SoftPLC versions prior to 4.12b. | PLC | 高危 | https://nvd.nist.gov/vuln/detail/CVE-2016-8364
Fidelix FX-20 Series Controllers Path Traversal Vulnerability | CVE-2016-9364 |  | FX-20 series controllers: FX-20 series controllers ¦ versions prior to 11.50.19. | 工控系统漏洞 | 高危 | https://nvd.nist.gov/vuln/detail/CVE-2016-9364
VIPA Controls WinPLC7 | CVE-2017-5177 |  | The following versions of WinPLC7 - PLC programming software are affected: WinPLC Versions 5.0.45.5921 and prior. | PLC | 高危 | https://nvd.nist.gov/vuln/detail/CVE-2017-5177
Jenkins Matrix Project Plugin Remote Code Execution Vulnerability | CVE-2019-1003030 |  | Jenkins - Matrix Project Plugin |  | 高危 | https://nvd.nist.gov/vuln/detail/CVE-2019-1003030
SAE IT-systems FW-50 Remote Telemetry Unit (RTU) | CVE-2020-10630 |  | The following version of FW-50 RTU - a modular telecontrol system are affected: FW-50 RTU; Series: 5 Series; CPU-type: CPU-5B; Hardware Revision: 2; CPLD Revision: 6. | RTU | 高危 | https://nvd.nist.gov/vuln/detail/CVE-2020-10630
All Bachmann M1 System Processor Modules | CVE-2020-16231 |  | All M-Base Operating Systems and Middleware versions since MSYS v1.06.14 are affected, which include the following M1 Hardware Controllers: MX207, MX213, MX220, MC206, MC212, MC220, MH230. This list indicates actively supported controllers. MC205, MC210, MH212, ME203, CS200, MP213, MP226, MPC240, MPC265, MPC270, MPC293, MPE270, CPC210. This list indicates End-of-Life controllers. | 工控系统漏洞 | 高危 | https://nvd.nist.gov/vuln/detail/CVE-2020-16231
OpenPLC ScadaBR Cross-site Scripting Vulnerability | CVE-2021-26829 |  | OpenPLC - ScadaBR |  | 高危 | https://nvd.nist.gov/vuln/detail/CVE-2021-26829
Kaseya Virtual System/Server Administrator (VSA) Information Disclosure Vulnerability | CVE-2021-30116 |  | Kaseya - Virtual System/Server Administrator (VSA) |  | 高危 | https://nvd.nist.gov/vuln/detail/CVE-2021-30116
Automation Direct CLICK PLC CPU Modules | CVE-2021-32978 |  | Automation Direct reports these vulnerabilities affect the following CLICK PLC CPU modules: CLICK PLC CPU Modules: C0-1x CPUs with All firmware prior to v3.00. | PLC | 高危 | https://nvd.nist.gov/vuln/detail/CVE-2021-32978
Haas Controller | CVE-2022-2474 |  | The following versions of the Haas Controller, a Computer Numerical Control (CNC), are affected: Haas Controller: Version 100.20.000.1110. | 工控系统漏洞 | 高危 | https://nvd.nist.gov/vuln/detail/CVE-2022-2474
HEIDENHAIN Controller TNC (Update A) | CVE-2022-41648 |  | HEIDENHAIN reports the following products are affected: HEIDENHAIN Controller TNC 640 NC Software: Version 340590 07 SP5. | 工控系统漏洞 | 高危 | https://nvd.nist.gov/vuln/detail/CVE-2022-41648
ProPump and Controls Osprey Pump Controller (Update A) | CVE-2023-28395 |  | The following version of Osprey Pump Controller, pumping systems, and automated controls is affected: Osprey Pump Controller: Versions prior to release 20230518. | 工控系统漏洞 | 高危 | https://nvd.nist.gov/vuln/detail/CVE-2023-28395
Softneta MedDream PACS Premium | CVE-2023-40150 |  | The following Softneta products are affected: MedDream PACS: v7.2.8.810 and prior. | 工控系统漏洞 | 高危 | https://nvd.nist.gov/vuln/detail/CVE-2023-40150
CrushFTP VFS Sandbox Escape Vulnerability | CVE-2024-4040 |  | CrushFTP - CrushFTP |  | 高危 | https://nvd.nist.gov/vuln/detail/CVE-2024-4040
KiloView Encoder Series (Update A) | CVE-2026-1453 |  | KiloView Encoder Series E1 hardware Version 1.4: 4.7.2516, KiloView Encoder Series E1 hardware Version 1.6.20: 4.7.2511¦4.8.2523¦4.8.2611¦4.6.2400¦4.7.2512¦4.8.2561¦4.8.2554¦4.3.2029¦4.8.2555¦4.6.2408, KiloView Encoder Series E1-s hardware Version 1.4: 4.7.2516¦4.8.2519¦4.8.2525¦4.8.2611¦4.8.2561¦4.8.2554¦4.8.2523, KiloView Encoder Series E2 hardware Version 1.7.20: 4.8.2611¦4.8.2561, KiloView Encoder Series E2 hardware Version 1.8.20: 4.8.2523¦4.8.2611¦4.8.2554, KiloView Encoder Series G1 hardw | 工控系统漏洞 | 高危 | https://nvd.nist.gov/vuln/detail/CVE-2026-1453
Pharos Controls Mosaic Show Controller | CVE-2026-2417 |  | Pharos Controls Mosaic Show Controller Firmware: 2.15.3 | 工控系统漏洞 | 高危 | https://nvd.nist.gov/vuln/detail/CVE-2026-2417
Welker OdorEyes EcoSystem Pulse Bypass System with XL4 Controller | CVE-2026-24790 |  | Welker OdorEyes EcoSystem Pulse Bypass System with XL4 Controller: vers:all/* | 工控系统漏洞 | 高危 | https://nvd.nist.gov/vuln/detail/CVE-2026-24790
Daktronics Controller Firmware | CVE-2026-28701 |  | VFC-DMP-5000 <v8.117.x.x ¦ VFC-DMP-5000 <v9.43.x.x ¦ VFC-DMP-5000 <v10.34.x.x ¦ DMP-5000 <v10.34.x.x ¦ DMP-5000 <v8.117.x.x ¦ DMP-5000 <v9.43.x.x ¦ DMP-8000 <v10.34.x.x ¦ DMP-8000 <v8.117.x.x ¦ DMP-8000 <v9.43.x.x | 工控系统漏洞 | 高危 | https://nvd.nist.gov/vuln/detail/CVE-2026-28701
ST Engineering iDirect iQ-Series Terminals | CVE-2026-38059 |  | Evolution iQ‑Series terminals <=4.5.2.1 ¦ 3315‑Series terminals <=4.5.2.1 ¦ 9‑Series terminals <=4.5.2.1 | 工控系统漏洞 | 高危 | https://nvd.nist.gov/vuln/detail/CVE-2026-38059
Kieback & Peter DDC Building Controllers | CVE-2026-4293 |  | Kieback & Peter DDC4002: <=1.12.14, Kieback & Peter DDC4100: <=1.12.14, Kieback & Peter DDC4200: <=1.12.14, Kieback & Peter DDC4200-L: <=1.12.14, Kieback & Peter DDC4400: <=1.12.14, Kieback & Peter DDC4002e: <=1.23.4, Kieback & Peter DDC4200e: <=1.23.4, Kieback & Peter DDC4400e: <=1.23.4, Kieback & Peter DDC4020e: <=1.23.4, Kieback & Peter DDC4040e: <=1.23.4, Kieback & Peter DDC520: <=1.24.1 | 工控系统漏洞 | 中危 | https://nvd.nist.gov/vuln/detail/CVE-2026-4293
FreyrSCADA Embedded Solution IEC 60870-5-104 Protocol 缓冲区错误漏洞 | CVE-2024-9684 | Freyrscada Embedded Solution | FreyrSCADA Embedded Solution IEC 60870-5-104 Protocol |  | 未知 | https://nvd.nist.gov/vuln/detail/CVE-2024-9684
JTEKT ELECTRONICS HMI ViewJet C-more 安全漏洞 | CVE-2025-24310 | Jtekt Electronics | JTEKT ELECTRONICS HMI ViewJet C-more |  | 未知 | https://nvd.nist.gov/vuln/detail/CVE-2025-24310
WordPress plugin DIOT SCADA with MQTT 跨站脚本漏洞 | CVE-2025-4216 | Wordpress | WordPress |  | 未知 | https://nvd.nist.gov/vuln/detail/CVE-2025-4216
Fultek WinTr Directory Traversal | CVE-2012-3011 |  | WinTr Scada 4.0.5 and earlier | 工控系统漏洞 | 高危 | https://nvd.nist.gov/vuln/detail/CVE-2012-3011
Beijer Electronics ADP and H-Designer Buffer Overflow Vulnerability | CVE-2012-4696 |  | Beijer products affected: ADP V6.5.0-180_R1967 ADP V6.5.1-186_R2942H-Designer 6.5.0 B180_R1967. | 工控系统漏洞 | 中危 | https://nvd.nist.gov/vuln/detail/CVE-2012-4696
SpecView Directory Traversal | CVE-2012-5972 |  | SpecView 2.5 Build 853 and earlier. | 工控系统漏洞 | 低危 | https://nvd.nist.gov/vuln/detail/CVE-2012-5972
CSWorks Software SQL Injection Vulnerability | CVE-2014-2351 |  | CSWorks Version 2.5.5050.0 and prior. | 工控系统漏洞 | 高危 | https://nvd.nist.gov/vuln/detail/CVE-2014-2351
SubSTATION Server Telegyr 8979 Master Vulnerabilities | CVE-2014-2357 |  | SubSTATION Server 2 Telegyr 8979 Master Protocol - All Versions. | 工控系统漏洞 | 高危 | https://nvd.nist.gov/vuln/detail/CVE-2014-2357
Cimon CmnView DLL Hijacking Vulnerability | CVE-2014-9207 |  | CIMON CmnView.exe application versions affected: CmnView Version 2.14.0.1 ¦ CmnView Version 3.x. | 工控系统漏洞 | 高危 | https://nvd.nist.gov/vuln/detail/CVE-2014-9207
RLE Nova-Wind Turbine HMI Unsecure Credentials Vulnerability (Update A) | CVE-2015-3951 |  | RLE International GmbH product versions affected: Nova-Wind Turbine HMI | HMI | 高危 | https://nvd.nist.gov/vuln/detail/CVE-2015-3951
Everest Software PeakHMI Pointer Dereference Vulnerabilities | CVE-2015-6454 |  | Everest software LLC versions affected: of PeakHMI: PeakHMI versions prior to 8.7.0.2 | HMI | 中危 | https://nvd.nist.gov/vuln/detail/CVE-2015-6454
OmniMetrix OmniView Vulnerabilities | CVE-2016-5786 |  | OmniView versions: Version 1.2 | 工控系统漏洞 | 高危 | https://nvd.nist.gov/vuln/detail/CVE-2016-5786
Locus Energy LGate Command Injection Vulnerability | CVE-2016-5817 |  | WebAccess versions affected: Navis WebAccess ¦ all versions released prior to August 10 ¦ 2016. | 工控系统漏洞 | 高危 | https://nvd.nist.gov/vuln/detail/CVE-2016-5817
INDAS Web SCADA Path Traversal Vulnerability | CVE-2016-8343 |  | INDAS Web SCADA versions affected: Web SCADA ¦ versions prior to Version 3. | SCADA | 高危 | https://nvd.nist.gov/vuln/detail/CVE-2016-8343
VideoInsight Web Client | CVE-2017-5151 |  | The following Web Client versions are affected: Web Client Version 6.3.5.11 and previous versions. | 工控系统漏洞 | 高危 | https://nvd.nist.gov/vuln/detail/CVE-2017-5151
BLF-Tech LLC VisualView HMI | CVE-2017-6051 |  | The following VisualView HMI versions are affected: VisualView HMI Version 9.9.14.0 and prior. | HMI | 高危 | https://nvd.nist.gov/vuln/detail/CVE-2017-6051
Digital Canal Structural Wind Analysis | CVE-2017-7910 |  | The following versions of Wind Analysis - structural engineering software platform are affected: Wind Analysis versions 9.1 and prior. | 工控系统漏洞 | 高危 | https://nvd.nist.gov/vuln/detail/CVE-2017-7910
Auto-Maskin RP210E, DCU210E, and Marine Observer Pro (Android App) | CVE-2019-6558 |  | The following versions of RP210E and DCU 210 - a remote panel and digital control unit are affected: RP210E Versions 3.7 and prior DCU210E Versions 3.7 and prior. | 工控系统漏洞 | 高危 | https://nvd.nist.gov/vuln/detail/CVE-2019-6558
Mobile Industrial Robots Vehicles and MiR Fleet Software | CVE-2020-10271 |  | MiR reports the vulnerabilities affect the following products: MiR100, MiR200, MiR250, MiR500, MiR1000 in MiR Robot Software versions prior to 2.10.2.1 MiR Fleet in MiR Fleet Software versions prior to 2.10.2.1 NOTE: the MiR Hook and Shelf Carrier are not affected. | 工控系统漏洞 | 高危 | https://nvd.nist.gov/vuln/detail/CVE-2020-10271
MesaLabs AmegaView | CVE-2021-27445 |  | The following versions of AmegaView, a continuous monitoring hardware and software platform, are affected: AmegaView Versions 3.0 and prior. | 工控系统漏洞 | 高危 | https://nvd.nist.gov/vuln/detail/CVE-2021-27445
MDT AutoSave | CVE-2021-32933 |  | MDT Software reports the vulnerabilities affect the following MDT Autosave products: MDT AutoSave versions prior to v6.02.06 MDT AutoSave v7.00-7.04 AutoSave for System Platform (A4SP) versions prior to 4.01 A4SP Version 5.00. | 工控系统漏洞 | 高危 | https://nvd.nist.gov/vuln/detail/CVE-2021-32933
Xylem AquaView | CVE-2021-42833 |  | The following versions of AquaView, a SCADA system, are affected: AquaView: Versions 1.60, 7.x, 8.x. | 工控系统漏洞 | 高危 | https://nvd.nist.gov/vuln/detail/CVE-2021-42833
Aethon TUG Home Base Server | CVE-2022-1066 |  | Aethon reports these vulnerabilities affect the following versions of TUG Home Base Server, a server used to control and communicate with autonomous mobile robots in hospitals: All versions prior to Version 24. | 工控系统漏洞 | 高危 | https://nvd.nist.gov/vuln/detail/CVE-2022-1066
LifePoint Informatics Patient Portal | CVE-2022-1067 |  | The following version of LifePoint Informatics Patient Portal, a website containing patient health data, is affected:Patient Portal Version LPI 3.5.12.P30. | 工控系统漏洞 | 中危 | https://nvd.nist.gov/vuln/detail/CVE-2022-1067
Modbus Tools Modbus Slave | CVE-2022-1068 |  | The following versions of Modbus Slave, a PLC programming simulation tool, are affected: Modbus Slave Versions 7.4.2 and prior. | 工控系统漏洞 | 中危 | https://nvd.nist.gov/vuln/detail/CVE-2022-1068
Fernhill SCADA | CVE-2022-21155 |  | Fernhill SCADA Server Version 3.77 and earlier on all supported platforms (Windows, Linux, macOS). | SCADA | 高危 | https://nvd.nist.gov/vuln/detail/CVE-2022-21155
Altair HyperView Player | CVE-2022-2947 |  | The following versions of Altair HyperView Player, a standalone 3D viewer, are affected: HyperView Player: Versions 2021.1.0.27 and prior. | 工控系统漏洞 | 高危 | https://nvd.nist.gov/vuln/detail/CVE-2022-2947
Voltronic Power and PowerShield UPS Monitoring Software | CVE-2022-31491 |  | The following Voltronic Power and PowerShield UPS monitoring software is affected, as well as other derivative products: Voltronic Power Viewpower: Version 1.04-24215 and prior Voltronic Power ViewPower Pro: Version 2.2165 and prior Powershield NetGuard: Version 1.04-22119 and prior. | 工控系统漏洞 | 高危 | https://nvd.nist.gov/vuln/detail/CVE-2022-31491
HIWIN Robot System Software (HRSS) | CVE-2022-3382 |  | The following version of HIWIN Robot System Software, a human-machine interface (HMI), is affected: HIWIN HRSS: version 3.3.21.9869. | 工控系统漏洞 | 高危 | https://nvd.nist.gov/vuln/detail/CVE-2022-3382
Sewio RTLS Studio | CVE-2022-45444 |  | The following version of Sewio's RTLS Studio, a Real-Time Location System (RTLS), is affected: RTLS Studio: version 2.0.0 up to and including version 2.6.2 | 工控系统漏洞 | 高危 | https://nvd.nist.gov/vuln/detail/CVE-2022-45444
TEL-STER TelWin SCADA WebInterface | CVE-2023-0956 |  | TEL-STER reports this vulnerability affects the following versions of TelWin SCADA WebInterface: TelWin SCADA WebInterface: versions 3.2 to 6.1 TelWin SCADA WebInterface: versions 7.0 to 7.1 TelWin SCADA WebInterface: versions 8.0 and 9.0 | SCADA | 高危 | https://nvd.nist.gov/vuln/detail/CVE-2023-0956
STEP Tools Third-Party | CVE-2023-0973 |  | The following versions of STEPTools are affected: STEPTools v18SP1 ifcmesh library (v18.1). | 工控系统漏洞 | 低危 | https://nvd.nist.gov/vuln/detail/CVE-2023-0973
ARDEREG Sistemas SCADA | CVE-2023-4485 |  | The following ARDEREG products are affected: Sistemas SCADA: Versions 2.203 and prior | SCADA | 高危 | https://nvd.nist.gov/vuln/detail/CVE-2023-4485
SEW-EURODRIVE MOVITOOLS MotionStudio (Update A) | CVE-2024-1167 |  | The following versions of MOVITOOLS MotionStudio are affected: MOVITOOLS MotionStudio: Version 6.5.0.2. | 工控系统漏洞 | 中危 | https://nvd.nist.gov/vuln/detail/CVE-2024-1167
Varex Imaging Panoramic Dental Imaging Software | CVE-2024-22774 |  | The following AJAT dental imaging software (owned by Varex Imaging) containing vulnerable SDKs is affected: Panoramic Dental Imaging Software: Versions prior to 6.6.1.490. | 工控系统漏洞 | 高危 | https://nvd.nist.gov/vuln/detail/CVE-2024-22774
Automation-Direct C-MORE EA9 HMI | CVE-2024-25136 |  | The following versions of C-MORE EA9 HMI, a display system used for interfacing with controllers, are affected: C-MORE EA9 HMI EA9-T6CL: Version 6.77 and prior, C-MORE EA9 HMI EA9-T7CL: Version 6.77 and prior, C-MORE EA9 HMI EA0-T7CL-R: Version 6.77 and prior, C-MORE EA9 HMI EA9-T8CL: Version 6.77 and prior, C-MORE EA9 HMI EA9-T10CL: Version 6.77 and prior, C-MORE EA9 HMI EA9-T10WCL: Version 6.77 and prior, C-MORE EA9 HMI EA9-T12CL: Version 6.77 and prior, C-MORE EA9 HMI EA9-T15CL: Version 6.77 | HMI | 高危 | https://nvd.nist.gov/vuln/detail/CVE-2024-25136
Hughes Network Systems WL3000 Fusion Software | CVE-2024-39278 |  | The following Hughes Network Systems work streams are affected: WL3000 Fusion Software: Versions prior to 2.7.0.10. | 工控系统漏洞 | 高危 | https://nvd.nist.gov/vuln/detail/CVE-2024-39278
Medixant RadiAnt DICOM Viewer | CVE-2025-1001 |  | The following Medixant products are affected: RadiAnt DICOM Viewer: Version 2024.02. | 工控系统漏洞 | 中危 | https://nvd.nist.gov/vuln/detail/CVE-2025-1001
IDIS ICM Viewer | CVE-2025-12556 |  | The following version of ICM Viewer is affected: ICM Viewer: Version v1.6.0.10. | 工控系统漏洞 | 高危 | https://nvd.nist.gov/vuln/detail/CVE-2025-12556
Ilevia EVE X1 Server | CVE-2025-34185 |  | Ilevia EVE X1: <=4.7.18.0 | 工控系统漏洞 | 高危 | https://nvd.nist.gov/vuln/detail/CVE-2025-34185
Mirion Medical EC2 Software NMIS BioDose | CVE-2025-61940 |  | The following Mirion Medical products are affected: EC2 Software NMIS BioDose: Versions prior to 23.0. | 工控系统漏洞 | 高危 | https://nvd.nist.gov/vuln/detail/CVE-2025-61940
OHIF Viewers DICOM | CVE-2026-12473 |  | OHIF DICOM Web Viewer Framework <=v3.12.0 | 工控系统漏洞 | 高危 | https://nvd.nist.gov/vuln/detail/CVE-2026-12473
Frangoteam FUXA SCADA/HMI | CVE-2026-13207 |  | FUXA SCADA/HMI <=1.3.1 | SCADA | 高危 | https://nvd.nist.gov/vuln/detail/CVE-2026-13207
InSAT MasterSCADA BUK-TS | CVE-2026-21410 |  | InSAT MasterSCADA BUK-TS: vers:all/* | SCADA | 高危 | https://nvd.nist.gov/vuln/detail/CVE-2026-21410
Copeland XWEB and XWEB Pro | CVE-2026-25085 |  | Copeland XWEB 300D PRO: <=1.12.1, Copeland XWEB 500D PRO: <=1.12.1, Copeland XWEB 500B PRO: <=1.12.1 | 工控系统漏洞 | 高危 | https://nvd.nist.gov/vuln/detail/CVE-2026-25085
Portwell Engineering Toolkits | CVE-2026-3437 |  | Portwell Portwell Engineering Toolkits: 4.8.2 | 工控系统漏洞 | 高危 | https://nvd.nist.gov/vuln/detail/CVE-2026-3437
Carlson Software VASCO-B GNSS Receiver | CVE-2026-3893 |  | Carlson Software VASCO-B GNSS Receiver: <1.4.0 | 工控系统漏洞 | 高危 | https://nvd.nist.gov/vuln/detail/CVE-2026-3893
GPL Odorizers GPL750 | CVE-2026-4436 |  | GPL Odorizers GPL750 (XL4): >=v1.0¦<v6.0, GPL Odorizers GPL750 (XL4 Prime): >=v4.0¦<v6.0, GPL Odorizers GPL750 (XL7): >=v13.0¦<v20.0, GPL Odorizers GPL750 (XL7 Prime): >=v18.4¦<v20.0 | 工控系统漏洞 | 高危 | https://nvd.nist.gov/vuln/detail/CVE-2026-4436
OFFIS DCMTK Toolkit | CVE-2026-50003 |  | DCMTK <=3.7.0 | 工控系统漏洞 | 高危 | https://nvd.nist.gov/vuln/detail/CVE-2026-50003
National Instruments System Web Server 安全漏洞 | CVE-2025-12097 | National Instruments | National Instruments System Web Server |  | 未知 | https://nvd.nist.gov/vuln/detail/CVE-2025-12097
Ocean Data Systems Dream Reports XSS and Write Access Violation Vulnerabilities | CVE-2011-4038 |  | Dream Reports versions prior to Version 4.0 | 工控系统漏洞 | 中危 | https://nvd.nist.gov/vuln/detail/CVE-2011-4038
Biosense Webster Carto 3 System Vulnerabilities | CVE-2013-6629 |  | The following CARTO 3 Systems versions are affected: CARTO 3 Systems manufactured before April 2018. | 工控系统漏洞 | 中危 | https://nvd.nist.gov/vuln/detail/CVE-2013-6629
Fox DataDiode Proxy Server CSRF Vulnerability | CVE-2014-2358 |  | Fox DataDiode Appliance versions affected: All Fox DataDiode Appliance versions up to and including 1.7.1. | 工控系统漏洞 | 中危 | https://nvd.nist.gov/vuln/detail/CVE-2014-2358
Clorius Controls A/S ISC SCADA Insecure Java Client Web Authentication | CVE-2014-9199 |  | Clorius Controls A/S web server versions affected: Clorius Controls A/S Java web client including and prior to Version 01.00.0009b. | SCADA | 高危 | https://nvd.nist.gov/vuln/detail/CVE-2014-9199
Envitech Ltd. EnviDAS Ultimate | CVE-2017-9625 |  | The following versions of EnviDAS Ultimate - web application for environmental monitoring are affected: EnviDAS Ultimate Versions prior to v1.0.0.5. | 工控系统漏洞 | 高危 | https://nvd.nist.gov/vuln/detail/CVE-2017-9625
Carestream Vue RIS | CVE-2018-17891 |  | The following versions of Carestream Vue RIS - web-based radiology information system are affected: RIS Client Builds: Version 11.2 and prior running on a Windows 8.1 machine with IIS/7.5. | 工控系统漏洞 | 低危 | https://nvd.nist.gov/vuln/detail/CVE-2018-17891
Reliable Controls MACH-ProWebCom/Sys | CVE-2019-18249 |  | MACH-ProWebSys: All versions prior to 2.15 (Firmware versions prior to 8.26.4) MACH-ProWebCom: All versions prior to 2.15 (Firmware versions prior to 8.26.4). | 工控系统漏洞 | 高危 | https://nvd.nist.gov/vuln/detail/CVE-2019-18249
Sitecore CMS and Experience Platform (XP) Deserialization Vulnerability | CVE-2019-9875 |  | Sitecore - CMS and Experience Platform (XP) |  | 高危 | https://nvd.nist.gov/vuln/detail/CVE-2019-9875
Exacq Technologies exacqVision Web Service | CVE-2021-27659 |  | The following versions of Exacq Technologies exacqVision Web Service software are affected: exacqVision Web Service: Version 21.03 and prior. | 工控系统漏洞 | 中危 | https://nvd.nist.gov/vuln/detail/CVE-2021-27659
Iagona ScrutisWeb | CVE-2023-33871 |  | The following versions of Iagona ScrutisWeb, a web application, are affected: ScrutisWeb: Version 2.1.37 and prior. | 工控系统漏洞 | 高危 | https://nvd.nist.gov/vuln/detail/CVE-2023-33871
Campbell Scientific CSI Web Server | CVE-2024-5433 |  | The following versions of Campbell Scientific CSI Web Server and RTMC (Real-Time Monitoring and Control) Pro, which contains the CSI Web Server are affected: Campbell Scientific CSI Web Server: Versions 1.6 and prior RTMC Pro: Version 5.0 and prior. | 工控系统漏洞 | 中危 | https://nvd.nist.gov/vuln/detail/CVE-2024-5433
MICROSENS NMP Web+ | CVE-2025-49151 |  | The following versions of NMP Web+ are affected: NMP Web+: Version 3.2.5 and prior. | 工控系统漏洞 | 高危 | https://nvd.nist.gov/vuln/detail/CVE-2025-49151
Hubbell Aclara Metrum Cellular Web Interface | CVE-2026-1840 |  | Aclara Metrum Cellular Web Interface | 工控系统漏洞 | 高危 | https://nvd.nist.gov/vuln/detail/CVE-2026-1840
TURCK BL20 and BL67 Programmable Gateway Hard-Coded User Accounts | CVE-2012-4697 | Turck | BL20 Programmable Gateway - all versions - and BL67 Programmable Gateway - all versions. | PLC | 高危 | https://nvd.nist.gov/vuln/detail/CVE-2012-4697
Weidmueller Industrial Ethernet Switches | CVE-2019-16674 | Weidm | The following versions of industrial Ethernet switches are affected: IE-SW-VL05M-5TX firmware v3.6.6 Build 16102415 and prior IE-SW-VL05MT-5TX firmware v3.6.6 Build 16102415 and prior IE-SW-VL05M-3TX-2SC firmware v3.6.6 Build 16102415 and prior IE-SW-VL05MT-3TX-2SC firmware v3.6.6 Build 16102415 and prior IE-SW-VL05M-3TX-2ST firmware v3.6.6 Build 16102415 and prior IE-SW-VL05MT-3TX-2ST firmware v3.6.6 Build 16102415 and prior IE-SW-VL08MT-8TX firmware v3.5.2 Build 16102415 and prior IE-SW-VL08MT | 工控系统漏洞 | 高危 | https://nvd.nist.gov/vuln/detail/CVE-2019-16674
N-Tron 702W Hard-Coded SSH and HTTPS Encryption Keys (Update A) | CVE-2012-4716 |  | N-Tron 702-W Industrial Wireless Access Point ¦ all versions. | 工控系统漏洞 | 高危 | https://nvd.nist.gov/vuln/detail/CVE-2012-4716
Tropos Wireless Mesh Routers | CVE-2012-4898 |  | All wireless mesh routers running Mesh OS versions prior to release 7.9.1.1 | 工控系统漏洞 | 中危 | https://nvd.nist.gov/vuln/detail/CVE-2012-4898
Elecsys Director Gateway Improper Input Validation Vulnerability | CVE-2013-2825 |  | Elecsys Director Gateway versions: Elecsys Director DNP3 Outstation kernel Version 2.6.32.11ael1 and all previous versions. | 工控系统漏洞 | 中危 | https://nvd.nist.gov/vuln/detail/CVE-2013-2825
CG Automation Improper Input Validation | CVE-2014-0761 |  | CG Automation products affected: ePAQ-9410 Substation Gateway - all versions. | 工控系统漏洞 | 中危 | https://nvd.nist.gov/vuln/detail/CVE-2014-0761
OleumTech WIO Family Vulnerabilities (Update A) | CVE-2014-2360 |  | OleumTech WIO DH2 Wireless Gateway andAll OleumTech Sensor Wireless I/O Modules versions | 工控系统漏洞 | 中危 | https://nvd.nist.gov/vuln/detail/CVE-2014-2360
Innominate mGuard VPN Vulnerability | CVE-2015-3966 |  | mGuard versions affected: Innominate mGuard firmware ¦ Version 8.0.0 to Version8.1.6. | 工控系统漏洞 | 高危 | https://nvd.nist.gov/vuln/detail/CVE-2015-3966
eWON Vulnerabilities | CVE-2015-7924 |  | eWON router firmware versions are affected: eWON firmware versions prior to 10.1s0. | 工控系统漏洞 | 高危 | https://nvd.nist.gov/vuln/detail/CVE-2015-7924
KMC Controls Conquest BACnet Router Vulnerabilities | CVE-2016-4494 |  | KMC Controls products affected: BAC-5051E routers ¦ firmware versions prior to E0.2.0.2. | 工控系统漏洞 | 中危 | https://nvd.nist.gov/vuln/detail/CVE-2016-4494
Tesla Gateway ECU Vulnerability | CVE-2016-9337 |  | Vehicle firmware build versions affected: All firmware versions before version 7.1 (2.36.31) with web browser functionality enabled. | 工控系统漏洞 | 中危 | https://nvd.nist.gov/vuln/detail/CVE-2016-9337
BMC Medical and 3B Medical Luna CPAP Machine | CVE-2017-12701 |  | The following versions of the Luna CPAP Machine are affected: Luna CPAP Machine all devices released prior to July 1 ¦ 2017. | 工控系统漏洞 | 中危 | https://nvd.nist.gov/vuln/detail/CVE-2017-12701
Detcon SiteWatch Gateway | CVE-2017-6049 |  | The following versions of Detcon SiteWatch Gateway - Ethernet Notification System are affected: All SiteWatch Gateway versions are affected.Detcon reports Cellular versions not impacted. | 工控系统漏洞 | 高危 | https://nvd.nist.gov/vuln/detail/CVE-2017-6049
Davolink DVW-3200N | CVE-2018-10618 |  | The following versions of DVW-3200N - networking switch are affected: DVW-3200N all version prior to Version 1.00.06. | 工控系统漏洞 | 高危 | https://nvd.nist.gov/vuln/detail/CVE-2018-10618
NetComm Wireless 4G LTE Light Industrial M2M Router | CVE-2018-14782 |  | The following versions of the 4G LTE Light Industrial M2M Router (NWL-25) - cellular router are affected: 4G LTE Light Industrial M2M Router (NWL-25) with firmware 2.0.29.11 and prior. | 工控系统漏洞 | 高危 | https://nvd.nist.gov/vuln/detail/CVE-2018-14782
Entes EMG 12 | CVE-2018-14826 |  | The following versions of EMG 12 - Ethernet Modbus Gateway are affected: EMG12 Ethernet Modbus Gateway Firmware Version 2.57 and prior. | 工控系统漏洞 | 高危 | https://nvd.nist.gov/vuln/detail/CVE-2018-14826
Lantech IDS 2102 | CVE-2018-8869 |  | The following versions of IDS 2102 - Ethernet device server are affected: IDS 2102 versions 2.0 and prior. | 工控系统漏洞 | 高危 | https://nvd.nist.gov/vuln/detail/CVE-2018-8869
PSI GridConnect Telecontrol | CVE-2019-6528 |  | PSI GridConnect products affected: Telecontrol Gateway 3G Versions 4.2.21, 5.0.27, 5.1.19, 6.0.16 and prior; Telecontrol Gateway XS-MU Versions 4.2.21, 5.0.27, 5.1.19, 6.0.16 and prior; Telecontrol Gateway VM Versions 4.2.21, 5.0.27, 5.1.19, 6.0.16 and prior;Smart Telecontrol Unit TCG Versions 5.0.27, 5.1.19, 6.0.16 and prior; and IEC104 Security Proxy Version 2.2.10 and prior. | 工控系统漏洞 | 高危 | https://nvd.nist.gov/vuln/detail/CVE-2019-6528
Systech NDS-5000 Terminal Server | CVE-2020-7006 |  | The following versions of NDS-5000 Terminal Server - a network server are affected: NDS-5000 Terminal Server; NDS/5008 (8 Port; RJ45); firmware Version 02D.30. | 工控系统漏洞 | 中危 | https://nvd.nist.gov/vuln/detail/CVE-2020-7006
Fresenius Kabi Agilia Connect Infusion System (Update A) | CVE-2021-23195 |  | The following accesories of the Agilia Connect Infusion System, are affected: Agilia Connect WiFi module of the pumps vD25 and prior Agilia Link+ v3.0 D15 and prior Vigilant Software Suite v1.0: Vigilant Centerium, Vigilant MasterMed and Vigilant Insight Agilia Partner maintenance software v3.3.0 and prior. | 工控系统漏洞 | 高危 | https://nvd.nist.gov/vuln/detail/CVE-2021-23195
PerFact OpenVPN-Client | CVE-2021-27406 |  | The following versions of OpenVPN-Client are affected: OpenVPN-Client; Versions 1.4.1.0 and prior. | 工控系统漏洞 | 高危 | https://nvd.nist.gov/vuln/detail/CVE-2021-27406
Claroty Secure Remote Access Site | CVE-2021-32958 |  | The following versions of SRA are affected: Versions 3.0 through 3.2. | 工控系统漏洞 | 中危 | https://nvd.nist.gov/vuln/detail/CVE-2021-32958
Ricon Mobile Industrial Cellular Router | CVE-2022-0365 |  | The following versions of Ricon Industrial Cellular Router, a mobile network router, are affected: S9922XL Version 16.10.3 S9922L Version 16.10.3. | 工控系统漏洞 | 高危 | https://nvd.nist.gov/vuln/detail/CVE-2022-0365
Interlogix Hills ComNav | CVE-2022-26519 |  | Carrier reports these vulnerabilities affect the following Hills ComNav remote access integration modules: Hills ComNav: versions prior to 3002-19. | 工控系统漏洞 | 中危 | https://nvd.nist.gov/vuln/detail/CVE-2022-26519
Snap One OvrC Cloud (Update A) | CVE-2023-25183 |  | The following Snap One component is affected: OvrC Pro: All versions prior to 7.3. | 工控系统漏洞 | 高危 | https://nvd.nist.gov/vuln/detail/CVE-2023-25183
ETIC Telecom RAS Authentication | CVE-2023-3453 |  | The following versions of ETIC Telecom RAS are affected: ETIC Telecom RAS: All versions 4.7.0 and prior | 工控系统漏洞 | 高危 | https://nvd.nist.gov/vuln/detail/CVE-2023-3453
PiiGAB M-Bus | CVE-2023-36859 |  | PiiGAB reports these vulnerabilities affect the following wireless meter reading software: M-Bus SoftwarePack 900S. | 工控系统漏洞 | 高危 | https://nvd.nist.gov/vuln/detail/CVE-2023-36859
FXC AE1021/AE1021PE | CVE-2023-49897 |  | The following versions of FXC AE1021, a wireless LAN router, are affected: AE1021PE firmware: version 2.0.9 and earlier AE1021 firmware: version 2.0.9 and earlier. | 工控系统漏洞 | 高危 | https://nvd.nist.gov/vuln/detail/CVE-2023-49897
Nedap Librix Ecoreader | CVE-2024-12757 |  | The following versions of Ecoreader are affected: Ecoreader: All versions. | 工控系统漏洞 | 高危 | https://nvd.nist.gov/vuln/detail/CVE-2024-12757
Millbeck Communications Proroute H685t-w | CVE-2024-45682 |  | The following versions of Millbeck Communications Proroute H685t-w, a 4G router, are affected: Proroute H685t-w: Version 3.2.334. | 工控系统漏洞 | 高危 | https://nvd.nist.gov/vuln/detail/CVE-2024-45682
Elvaco M-Bus Metering Gateway CMe3100 (Update A) | CVE-2024-49396 |  | The following versions of Elvaco CMe3100, a metering gateway are affected: CMe3100: Version 1.12. 1. | 工控系统漏洞 | 高危 | https://nvd.nist.gov/vuln/detail/CVE-2024-49396
Western Telematic Inc NPS Series, DSM Series, CPM Series | CVE-2025-0630 |  | The following Western Telematic Inc products are affected: Network Power Switch (NPS Series): Firmware Version 6.62 and prior Console Server (DSM Series): Firmware Version 6.62 and prior Console Server + PDU Combo Unit (CPM Series): Firmware Version 6.62 and prior. | 工控系统漏洞 | 中危 | https://nvd.nist.gov/vuln/detail/CVE-2025-0630
New Rock Technologies Cloud Connected Devices | CVE-2025-0680 |  | The following versions of New Rock Technologies Cloud Connected Devices are affected: OM500 IP-PBX: All versions MX8G VoIP Gateway: All versions NRP1302/P Desktop IP Phone: All versions. | 工控系统漏洞 | 高危 | https://nvd.nist.gov/vuln/detail/CVE-2025-0680
Iskra iHUB and iHUB Lite | CVE-2025-13510 |  | The following versions of Iskra iHUB and iHUB Lite, a Smart Metering Gateway and Data Concentrator, are affected: iHUB and iHUB Lite: All Versions. | 工控系统漏洞 | 高危 | https://nvd.nist.gov/vuln/detail/CVE-2025-13510
OpenCode Systems OC Messaging and USSD Gateway | CVE-2025-70614 |  | OpenCode Systems OC Messaging: 6.32.2, OpenCode Systems USSD Gateway: 6.32.2 | 工控系统漏洞 | 高危 | https://nvd.nist.gov/vuln/detail/CVE-2025-70614
American Auto-Matrix Front-End Solutions Vulnerabilities | CVE-2016-2307 |  | Building Automation Front-End Solutions versions affected: Aspect-Nexus Building Automation Front-End Solutions application versions prior to 3.0.0Aspect-Matrix Building Automation Front-End Solutions application all versions. | 工控系统漏洞 | 高危 | https://nvd.nist.gov/vuln/detail/CVE-2016-2307
Xiongmai Technology IP Cameras and DVRs | CVE-2017-16725 |  | The following versions of Xiongmai Technology IP cameras and DVRs are affected: All IP Cameras and DVRs using the NetSurveillance Web interface. | 工控系统漏洞 | 高危 | https://nvd.nist.gov/vuln/detail/CVE-2017-16725
IDenticard PremiSys (Update A) | CVE-2019-3906 |  | Versions of IDenticard PremiSys - access control system -affected: PremiSys all versions prior to 4.2CVE-2019-3906 was resolved in Version 4.1. | 工控系统漏洞 | 高危 | https://nvd.nist.gov/vuln/detail/CVE-2019-3906
Prima Systems FlexAir | CVE-2019-7280 |  | Prima Systems FlexAir - access control platform versions affected: Prima FlexAir Versions 2.3.38 and prior. | 工控系统漏洞 | 高危 | https://nvd.nist.gov/vuln/detail/CVE-2019-7280
Reolink P2P Cameras | CVE-2020-25169 |  | The following Reolink devices use P2P: RLC-4XX series RLC-5XX series RLN-X10 series. | 工控系统漏洞 | 高危 | https://nvd.nist.gov/vuln/detail/CVE-2020-25169
Cassia Networks Access Controller | CVE-2021-22685 |  | The following versions of Access Contoller are affected: Access Controller: All versions prior to 2.0.1. | 工控系统漏洞 | 中危 | https://nvd.nist.gov/vuln/detail/CVE-2021-22685
Annke Network Video Recorder | CVE-2021-32941 |  | This vulnerability affects following versions of N48PBB (NVR): V3.4.106 build 200422 and prior. | 工控系统漏洞 | 高危 | https://nvd.nist.gov/vuln/detail/CVE-2021-32941
Akuvox E11 Publication | CVE-2023-0343 |  | The following versions of Akuvox E11, a doorbell camera phone, are affected: E11: All versions. | 工控系统漏洞 | 高危 | https://nvd.nist.gov/vuln/detail/CVE-2023-0343
AXIS A1001 | CVE-2023-21406 |  | The following versions of AXIS A1001, a network door controller, are affected: AXIS A1001: 1.65.4 and prior. | 工控系统漏洞 | 高危 | https://nvd.nist.gov/vuln/detail/CVE-2023-21406
Qognify NiceVision | CVE-2023-2306 |  | The following versions of Qoginfy NiceVision, an IP-video surveillance system, are affected: NiceVision: v3.1 and prior | 工控系统漏洞 | 高危 | https://nvd.nist.gov/vuln/detail/CVE-2023-2306
BirdDog Cameras and Encoders | CVE-2023-2505 |  | The following BirdDog camera and encoder versions are affected: 4K QUAD: Versions 4.5.181 and 4.5.196 MINI: Version 2.6.2 A300 EYES: Version 3.4 STUDIO R3: Version 3.6.4. | 工控系统漏洞 | 高危 | https://nvd.nist.gov/vuln/detail/CVE-2023-2505
ABUS TVIP | CVE-2023-26609 |  | The following versions of ABUS TVIP, an indoor security camera, are affected: ABUS TVIP: 20000-21150. | 工控系统漏洞 | 高危 | https://nvd.nist.gov/vuln/detail/CVE-2023-26609
Suprema BioStar 2 | CVE-2023-27167 |  | The following versions of Suprema BioStar 2, an access control system, are affected: BioStar 2: version 2.8.16 | 工控系统漏洞 | 中危 | https://nvd.nist.gov/vuln/detail/CVE-2023-27167
MOBOTIX P3 and Mx6 Cameras | CVE-2023-34873 |  | The following products of MOBOTIX are affected: P3 D24M: MX-V4.1.4.11, MX-V4.1.4.70, MX-V4.1.6.25, MX-V4.1.6.27, MX-V4.1.9.29, MX-V4.1.10.28, MX-V4.1.10.35, MX-V4.2.1.43, MX-V4.2.1.61, MX-V4.3.0.15, MX-V4.3.2.45, MX-V4.3.2.53, MX-V4.3.2.68, MX-V4.3.2.72, MX-V4.3.2.77, MX-V4.3.4.50, MX-V4.3.4.66, MX-V4.3.4.83, MX-V4.4.0.31, MX-V4.4.0.31.r1, MX-V4.4.1.55, MX-V4.4.1.56, MX-V4.4.2.34, MX-V4.4.2.51.r1, MX-V4.4.2.69, MX-V4.4.2.73 P3 M24M: MX-V4.1.4.11, MX-V4.1.4.70, MX-V4.1.6.25, MX-V4.1.6.27, MX-V4.1 | 工控系统漏洞 | 高危 | https://nvd.nist.gov/vuln/detail/CVE-2023-34873
Zavio IP Camera | CVE-2023-3959 |  | The following versions of Zavio IP Cameras are affected: CF7500: version M2.1.6.05 CF7300: version M2.1.6.05 CF7201: version M2.1.6.05 CF7501: version M2.1.6.05 CB3211: version M2.1.6.05 CB3212: version M2.1.6.05 CB5220: version M2.1.6.05 CB6231: version M2.1.6.05 B8520: version M2.1.6.05 B8220: version M2.1.6.05 CD321: version M2.1.6.05 | 工控系统漏洞 | 高危 | https://nvd.nist.gov/vuln/detail/CVE-2023-3959
KNX Protocol | CVE-2023-4346 |  | The following devices using KNX Protocol are affected: KNX devices using Connection Authorization Option 1 Style in which no BCU Key is currently set: All versions | 工控系统漏洞 | 高危 | https://nvd.nist.gov/vuln/detail/CVE-2023-4346
QNAP VioStor NVR | CVE-2023-47565 |  | The following versions of QNAP VioStor NVR, are affected: VioStor NVR QVR firmware: All versions prior to 4.x. | 工控系统漏洞 | 高危 | https://nvd.nist.gov/vuln/detail/CVE-2023-47565
SystemK NVR 504/508/516 | CVE-2023-7227 |  | The following versions of SystemK NVR, a network video recorder, are affected: NVR 504: 2.3.5SK.30084998 NVR 508: 2.3.5SK.30084998 NVR 516: 2.3.5SK.30084998. | 工控系统漏洞 | 高危 | https://nvd.nist.gov/vuln/detail/CVE-2023-7227
Hitron Systems Security Camera DVR | CVE-2024-22768 |  | The following versions of Hitron Systems DVR, a digital video recorder, are affected: DVR HVR-4781: Versions 1.03 through 4.02 DVR HVR-8781: Versions 1.03 through 4.02 DVR HVR-16781: Versions 1.03 through 4.02 DVR LGUVR-4H: Versions 1.02 through 4.02 DVR LGUVR-8H: Versions 1.02 through 4.02 DVR LGUVR-16H: Versions 1.02 through 4.02. | 工控系统漏洞 | 高危 | https://nvd.nist.gov/vuln/detail/CVE-2024-22768
Kastle Systems Access Control System | CVE-2024-45861 |  | The following versions of Kastle Systems Access Control System are affected: Access Control System: Firmware before May 1, 2024. | 工控系统漏洞 | 高危 | https://nvd.nist.gov/vuln/detail/CVE-2024-45861
AVTECH IP Camera | CVE-2024-7029 |  | The following AVTECH IP camera was identified as being affected; it is suspected that prior versions of other IP cameras and NVR (network video recorder) products are also affected: AVM1203: firmware version FullImg-1023-1007-1011-1009 and prior. | 工控系统漏洞 | 高危 | https://nvd.nist.gov/vuln/detail/CVE-2024-7029
Apeman Cameras | CVE-2025-11126 |  | Apeman ID71: vers:all/* | 工控系统漏洞 | 高危 | https://nvd.nist.gov/vuln/detail/CVE-2025-11126
Survision License Plate Recognition Camera | CVE-2025-12108 |  | The following versions of Survision LPR Camera are affected: License Plate Recognition LPR Camera: All versions. | 工控系统漏洞 | 高危 | https://nvd.nist.gov/vuln/detail/CVE-2025-12108
Edimax IC-7100 IP Camera | CVE-2025-1316 |  | The following versions of Edimax products are affected: IC-7100 IP Camera: All versions. | 工控系统漏洞 | 高危 | https://nvd.nist.gov/vuln/detail/CVE-2025-1316
AVer PTC cameras | CVE-2026-40624 |  | PTC500S ¦ PTC115 ¦ PTC500+ ¦ PTC115+ | 工控系统漏洞 | 高危 | https://nvd.nist.gov/vuln/detail/CVE-2026-40624
Brickcom Cameras | CVE-2026-50245 |  | Brickcom Brickcom Cube: 3.2.3.5.6, Brickcom Brickcom Dome: 3.2.3.5.6, Brickcom Brickcom Bullet: 3.2.3.5.6, Brickcom Brickcom Box: 3.2.3.5.6 | 工控系统漏洞 | 高危 | https://nvd.nist.gov/vuln/detail/CVE-2026-50245
KMW CCTV Security Cameras | CVE-2026-5386 |  | KM-IP521 IPCAM_V4.04.91.230307 ¦ KM-IP421 IPCAM_V4.04.53.210416 | 工控系统漏洞 | 高危 | https://nvd.nist.gov/vuln/detail/CVE-2026-5386
H.VIEW HV-500S6 IP Camera | CVE-2026-55975 |  | H.VIEW HV-500S6 IP Camera IPCAM_V4.06.88.251229 | 工控系统漏洞 | 高危 | https://nvd.nist.gov/vuln/detail/CVE-2026-55975
CP Plus 8 Ch. Network Video Recorder | CVE-2026-6824 |  | CP-UNR-108F1 Hardware V1.0 ¦ CP-UNR-108F1 Web V3.2.7.128806 ¦ CP-UNR-108F1 System V4.001.00AT009.0.R | 工控系统漏洞 | 高危 | https://nvd.nist.gov/vuln/detail/CVE-2026-6824
ZKTeco CCTV Cameras | CVE-2026-8598 |  | ZKTeco SSC335-GC2063-Face-0b77 Solution: <V5.0.1.2.20260421 | 工控系统漏洞 | 高危 | https://nvd.nist.gov/vuln/detail/CVE-2026-8598
Endress+Hauser Fieldcare/CodeWrights HART Comm DTM XML Injection Vulnerability | CVE-2015-6463 | Endress | All HART DTM components relying on Fieldcare and a CodeWrights HART Comm DTM are affected. | 工控系统漏洞 | 高危 | https://nvd.nist.gov/vuln/detail/CVE-2015-6463
NovaTech Orion DNP3 Improper Input Validation Vulnerability | CVE-2013-2821 |  | Orion versions are affected: OrionLX DNP Master v1.27.38 and DNP Slave V1.23.10 and earlier (included in firmware releases 7.6 and earlier) andOrion5/Orion5r DNP Master V1.27.38 and DNP Slave V1.23.10 and earlier. | 工控系统漏洞 | 中危 | https://nvd.nist.gov/vuln/detail/CVE-2013-2821
CodeWrights GmbH HART Device DTM Vulnerability (Update C) | CVE-2014-9191 |  | Any DTM written by CodeWrights GmbH DTMStudio prior to Version 1.5.151. | 工控系统漏洞 | 低危 | https://nvd.nist.gov/vuln/detail/CVE-2014-9191
Visonic PowerLink2 Vulnerabilities | CVE-2016-5811 |  | PowerLink2 versions affected: All versions prior to October 2016 firmware release. | 工控系统漏洞 | 中危 | https://nvd.nist.gov/vuln/detail/CVE-2016-5811
Fieldcomm Group HART-IP and hipserver | CVE-2020-16209 |  | The following products and versions are affected: HART-IP Developer kit; Release 1.0.0.0 hipserver; Release 3.6.1. | 工控系统漏洞 | 高危 | https://nvd.nist.gov/vuln/detail/CVE-2020-16209
EIPStackGroup OpENer Ethernet/IP | CVE-2021-27478 |  | The following versions of OpENer EtherNet/IP are affected: https://github.com/EIPStackGroup/OpENer/ commits and versions prior to Feb 10 2021. | 工控系统漏洞 | 高危 | https://nvd.nist.gov/vuln/detail/CVE-2021-27478
HCC Embedded InterNiche TCP/IP stack, NicheLite (Update A) | CVE-2021-27565 |  | The following embedded component TCP/IP stacks are affected: InterNiche stack: All versions prior to v4.3 NicheLite: All versions prior to v4.3. | 工控系统漏洞 | 高危 | https://nvd.nist.gov/vuln/detail/CVE-2021-27565
Prosys OPC UA Simulation Server (Update A) | CVE-2022-2967 |  | The following version of Prosys OPC UA simulation servers are affected: Prosys OPC UA Simulation Server versions prior to 5.4.0 Prosys OPC UA Modbus Server 1.4.18-5 and prior. | 工控系统漏洞 | 中危 | https://nvd.nist.gov/vuln/detail/CVE-2022-2967
MZ Automation libIEC61850 | CVE-2022-2970 |  | The following versions of libIEC61850, IEC 61850 implementation software, are affected: libIEC61850 Versions 1.4 and prior libIEC61850 Version 1.5 prior to commit a3b04b7bc4872a5a39e5de3fdc5fbde52c09e10e. | 工控系统漏洞 | 高危 | https://nvd.nist.gov/vuln/detail/CVE-2022-2970
Priva TopControl Suite | CVE-2022-3010 |  | The following components of Priva TopControl Suite are affected: Bacnet: All versions prior to 8.7.8.0 Blue ID: All versions prior to 8.7.8.0 Compass: All versions prior to 8.7.8.0 Connect: All versions prior to 8.7.8.0 TPC: All versions prior to 8.7.8.0. | 工控系统漏洞 | 高危 | https://nvd.nist.gov/vuln/detail/CVE-2022-3010
Sub-IoT DASH 7 Alliance Protocol | CVE-2023-0847 |  | The following versions of the Sub-IoT implementation of the Dash7 Alliance protocol, a low power, sub-GHz Internet of Things (IoT) communication protocol, are affected: Sub-IoT DASH 7 Alliance protocol implementation: All versions prior to 0.5.0. | 工控系统漏洞 | 中危 | https://nvd.nist.gov/vuln/detail/CVE-2023-0847
Atlas Copco Power Focus 6000 | CVE-2023-1897 |  | The following versions of Power Focus 6000, a smart connected assembly product, are affected: Power Focus 6000: All versions. | 工控系统漏洞 | 中危 | https://nvd.nist.gov/vuln/detail/CVE-2023-1897
Integration Objects OPC UA Server Toolkit (Update A) | CVE-2023-7234 |  | The following versions of OPC UA Server Toolkit, OPC library designed to allow creation of OPC DA, DX and HDA servers software, are affected: OPC UA Server Toolkit: versions 1.0.0 and prior. | 工控系统漏洞 | 中危 | https://nvd.nist.gov/vuln/detail/CVE-2023-7234
Ethercat Zeek Plugin | CVE-2023-7242 |  | The following GitHub commits (versions) of ICSNPP - Ethercat Plugin, a plugin for Zeek, are affected: Industrial Control Systems Network Protocol Parsers (ICSNPP) - Ethercat Zeek Plugin: versions d78dda6 and prior. | 工控系统漏洞 | 高危 | https://nvd.nist.gov/vuln/detail/CVE-2023-7242
Elseta Vinci Protocol Analyzer | CVE-2025-1265 |  | The following Elseta products are affected: Vinci Protocol Analyzer: Versions prior to 3.2.3.19. | 工控系统漏洞 | 高危 | https://nvd.nist.gov/vuln/detail/CVE-2025-1265
Pygwalker 安全漏洞 | CVE-2024-57609 | Kanaries | Pygwalker |  | 未知 | https://nvd.nist.gov/vuln/detail/CVE-2024-57609
SickChill 输入验证错误漏洞 | CVE-2024-53995 | Sickchill | SickChill |  | 未知 | https://nvd.nist.gov/vuln/detail/CVE-2024-53995
Safenet Sentinel and 7-T Input Sanitization Vulnerability | CVE-2011-3339 |  | SafeNet Sentinel HASP SDK releases older than Version 5.11; Sentinel HASP Run-time installers older than Version 6.x7 Technologies (7T) IGSS Version 7 | 工控系统漏洞 | 中危 | https://nvd.nist.gov/vuln/detail/CVE-2011-3339
Canary Labs Inc Trend Link Insecure ActiveX Control Method | CVE-2012-3022 |  | Canary Lab Inc. products: Trend Link Versions 9.0.2.27051 and prior. | 工控系统漏洞 | 高危 | https://nvd.nist.gov/vuln/detail/CVE-2012-3022
Post Oak Bluetooth Traffic Systems Insufficient Entropy Vulnerability | CVE-2012-4687 |  | AWAM Bluetooth Reader Traffic System - all versions | 工控系统漏洞 | 高危 | https://nvd.nist.gov/vuln/detail/CVE-2012-4687
Monroe Electronics DASDEC Compromised Root SSH Key | CVE-2013-0137 |  | Monroe Electronics products affected: DASDEC-IDASDEC-II. | 工控系统漏洞 | 高危 | https://nvd.nist.gov/vuln/detail/CVE-2013-0137
QNX Multiple Vulnerabilities | CVE-2013-2687 |  | Phrelay (all versions) ¦Phwindows (all versions) ¦Phditto (all versions). | 工控系统漏洞 | 中危 | https://nvd.nist.gov/vuln/detail/CVE-2013-2687
NTP Reflection Attack | CVE-2013-521 |  | Products using NTP service NTP-4.2.7p25 and prior (with MONLIST support) are affected. No specific vendor is specified as this is an open source protocol. | 工控系统漏洞 | 高危 | https://nvd.nist.gov/vuln/detail/CVE-2013-521
COPA-DATA Improper Input Validation | CVE-2014-2345 |  | COPA-DATA products affected: zenon DNP3 NG driver (DNP3 master) - Versions 7.10 SP0 up to and including 7.11 SP0 build 10238 ¦ zenon DNP3 Process Gateway (DNP3 outstation) - Versions 7.11 SP0 build 10238 and prior. | 工控系统漏洞 | 中危 | https://nvd.nist.gov/vuln/detail/CVE-2014-2345
Morpho Itemiser 3 Hard-Coded Credential | CVE-2014-2363 |  | Itemiser 3 v 8.17. | 工控系统漏洞 | 高危 | https://nvd.nist.gov/vuln/detail/CVE-2014-2363
Sensys Networks Traffic Sensor Vulnerabilities (Update A) | CVE-2014-2378 |  | Sensys Networks traffic sensors: VSN240-F and VSN240-T operating with the following software versions are affected: Versions prior to VDS 2.10.1 ¦ Versions prior to VDS 1.8.8 ¦ Versions prior to TrafficDOT 2.10.3. | 工控系统漏洞 | 中危 | https://nvd.nist.gov/vuln/detail/CVE-2014-2378
PACTware Exceptional Conditions Vulnerability | CVE-2015-0989 |  | PACTw versions affected: PACTw Version 4.1 ¦ Service Pack 3. | 工控系统漏洞 | 低危 | https://nvd.nist.gov/vuln/detail/CVE-2015-0989
Janitza UMG Power Quality Measuring Products Vulnerabilities | CVE-2015-3972 |  | Janitza versions affected: UMG 508 ¦UMG 509 ¦UMG 511 ¦UMG 604 ¦ UMG 605. | 工控系统漏洞 | 高危 | https://nvd.nist.gov/vuln/detail/CVE-2015-3972
Tibbo AggreGate Platform Vulnerabilities | CVE-2015-7912 |  | AggreGate Platform versions affected: AggreGate Platform Version 5.21.02 and prior versions. | 工控系统漏洞 | 高危 | https://nvd.nist.gov/vuln/detail/CVE-2015-7912
SearchBlox File Exfiltration Vulnerability | CVE-2015-7919 |  | SearchBlox version affected: SearchBlox Version 8.3 | 工控系统漏洞 | 高危 | https://nvd.nist.gov/vuln/detail/CVE-2015-7919
IRZ RUH2 3G Firmware Overwrite Vulnerability (Update A) | CVE-2016-2309 |  | iRZ product affected: RUH2. | 工控系统漏洞 | 高危 | https://nvd.nist.gov/vuln/detail/CVE-2016-2309
Animas OneTouch Ping Insulin Pump Vulnerabilities | CVE-2016-5084 |  | OneTouch Ping insulin pump system versions affected: Animas OneTouch Ping insulin pump system ¦ all versions. | 工控系统漏洞 | 中危 | https://nvd.nist.gov/vuln/detail/CVE-2016-5084
Tollgrade Smart Grid EMS LightHouse Vulnerabilities | CVE-2016-5790 |  | Versions of LightHouse SMS Software: LightHouse SMS ¦ versions prior to Version 5.1 ¦ Patch 3. | 工控系统漏洞 | 高危 | https://nvd.nist.gov/vuln/detail/CVE-2016-5790
INTERSCHALT VDR G4e Path Traversal Vulnerability | CVE-2016-9339 |  | INTERSCHALT versions of VDR G4e: Versions 5.220 and prior. | 工控系统漏洞 | 中危 | https://nvd.nist.gov/vuln/detail/CVE-2016-9339
Digium Asterisk GUI | CVE-2017-14001 |  | The following versions of Asterisk GUI - framework for configuring graphical user interfaces are affected: Asterisk GUI 2.1.0 and prior. | 工控系统漏洞 | 高危 | https://nvd.nist.gov/vuln/detail/CVE-2017-14001
LAVA Computer MFG Inc. Ether-Serial Link | CVE-2017-14003 |  | The following versions of LAVA Computer MFG Inc.'s Ether-Serial Links (ESL) are affected: All ESLs running firmware versions 6.01.00/29.03.2007 and prior versions. | 工控系统漏洞 | 高危 | https://nvd.nist.gov/vuln/detail/CVE-2017-14003
Natus Xltek NeuroWorks | CVE-2017-2852 |  | The following version of Natus Xltek NeuroWorks ¦ used in Natus Xltek EEG medical products are affected: Natus Xltek NeuroWorks Version 8. | 工控系统漏洞 | 高危 | https://nvd.nist.gov/vuln/detail/CVE-2017-2852
St. Jude Merlin@home Transmitter Vulnerability (Update A) | CVE-2017-5149 |  | The following Merlin@home transmitters are affected: Merlin@home ¦ versions prior to Version 8.2.2: RF models: EX1150 ¦ Inductive models: EX1100 and Inductive models: EX1100 with MerlinOnDemand capability. | 工控系统漏洞 | 高危 | https://nvd.nist.gov/vuln/detail/CVE-2017-5149
B. Braun Medical SpaceCom Open Redirect Vulnerability | CVE-2017-6018 |  | The following versions of the SpaceCom module - used with the SpaceStation docking station are affected: SpaceStation with SpaceCom module (integrated as part number 8713142U) ¦ software versions prior to Version 012U000040 and SpaceStation (part number 8713140U) with installed SpaceCom module (part number 8713160U) ¦ software versions prior to Version 012U000040. | 工控系统漏洞 | 中危 | https://nvd.nist.gov/vuln/detail/CVE-2017-6018
CyberVision Kaa IoT Platform | CVE-2017-7911 |  | The following version of Kaa IoT Platform - middleware platform is affected: Kaa IoT Platform ¦ Version 0.7.4 and possibly other versions. | 工控系统漏洞 | 中危 | https://nvd.nist.gov/vuln/detail/CVE-2017-7911
Newport XPS-Cx, XPS-Qx | CVE-2017-7919 |  | The following versions of XPS-Cx and XPS-Qx - universal motion controller are affected: XPS-Cx all versions and XPS-Qx all versions. | 工控系统漏洞 | 高危 | https://nvd.nist.gov/vuln/detail/CVE-2017-7919
Martem TELEM-GW6/GWM (Update B) | CVE-2018-10603 |  | The following TELEM products with insecure configurations are affected: GW6 versions prior to 2.0.87-4018403-k4 and GWM versions prior to 2.0.87-4018403-k4. Not all versions are affected by all vulnerabilities. | 工控系统漏洞 | 高危 | https://nvd.nist.gov/vuln/detail/CVE-2018-10603
Fr. Sauter AG CASE Suite | CVE-2018-17912 |  | The following versions of CASE Suite are affected: CASE Suite Versions 3.10 and prior. | 工控系统漏洞 | 高危 | https://nvd.nist.gov/vuln/detail/CVE-2018-17912
Circontrol CirCarLife | CVE-2018-17918 |  | The following versions of CirCarLife - electric vehicle charging station are affected: CirCarLife all versions prior to 4.3.1. | 工控系统漏洞 | 高危 | https://nvd.nist.gov/vuln/detail/CVE-2018-17918
Teledyne DALSA Sherlock | CVE-2018-17930 |  | The following versions of Sherlock - machine vision software interface are affected: Sherlock Version 7.2.7.4 and prior. | 工控系统漏洞 | 高危 | https://nvd.nist.gov/vuln/detail/CVE-2018-17930
SHUN HU Technology JUUKO Industrial Radio Remote Control | CVE-2018-17932 |  | The following versions of JUUKO Industrial Radio Remote Control are affected: JUUKO K-800 and K-808: Firmware versions prior to numbers ending ...9A; ...9B; ...9C; etc. If you have any questions on what is affected; please contact SHUN HU Technology technical support. | 工控系统漏洞 | 高危 | https://nvd.nist.gov/vuln/detail/CVE-2018-17932
Telecrane F25 Series | CVE-2018-17935 |  | The following versions of Telecrane remote controls are affected: F25 Series all versions prior to 00.0A. | 工控系统漏洞 | 高危 | https://nvd.nist.gov/vuln/detail/CVE-2018-17935
gpsd Open Source Project | CVE-2018-17937 |  | The following versions of gpsd and microjson - an open-source GPS framework are affected: gpsd ¦ Versions 2.90 to 3.17 microjson Versions 1.0 to 1.3. As reported on the gpsd website - gpsd can be found in many mobile embedded systems such as Android phones ¦ drones ¦ robot submarines ¦ driverless cars ¦ manned aircraft ¦ marine navigation systems and military vehicles. Google has been contacted regarding this vulnerability. They have examined it and believe the vulnerability does not apply to An | 工控系统漏洞 | 高危 | https://nvd.nist.gov/vuln/detail/CVE-2018-17937
Roche Diagnostics Point of Care Handheld Medical Devices (Update A) | CVE-2018-18561 |  | The following versions of Roche Diagnostics handheld medical devices are affected: Accu-Chek Inform II CoaguChek Pro II CoaguChek XS Plus CoaguChek XS Procobas h 232 POC Including the related base units (BU) ¦ base unit hubs and handheld base units (HBU). Accu-Chek Units Not affected: Accu-Chek Inform II Base Unit Light Accu-Chek Inform II Base Unit NEW with Software 04.00.00 or newer. | 工控系统漏洞 | 高危 | https://nvd.nist.gov/vuln/detail/CVE-2018-18561
Hetronic Nova-M | CVE-2018-19023 |  | Hetronic Nova-M - remote control transmitter and receiver versions affected: Transmitters: Nova-M: all versions prior to r161; Receivers:ES-CAN-HL: all versions prior to Main r1864; Estop_v24; BMS-HL: all versions prior to Main r1175; Estop_v24; MLC: all versions prior to Main r1600; Estop_v24; andDC Mobile: all versions prior to Main r515; Estop_v24. | 工控系统漏洞 | 高危 | https://nvd.nist.gov/vuln/detail/CVE-2018-19023
GIGABYTE Multiple Products Unspecified Vulnerability | CVE-2018-19320 |  | GIGABYTE - Multiple Products |  | 高危 | https://nvd.nist.gov/vuln/detail/CVE-2018-19320
Vyaire Medical CareFusion Upgrade Utility Vulnerability | CVE-2018-5457 |  | The following versions of CareFusion Upgrade Utility ¦ designed to upgrade compatible units to the latest software versions are affected: CareFusion Upgrade Utility used with Windows XP systems ¦ Versions 2.0.2.2 and prior versions. | 工控系统漏洞 | 中危 | https://nvd.nist.gov/vuln/detail/CVE-2018-5457
Vecna VGo Robot (Update A) | CVE-2018-8866 |  | The following versions of VGo Robot - remote controlled robot are affected: VGo Robot: Versions 3.0.3.52164 and 3.0.3.53662. Prior versions may also be affected. | 工控系统漏洞 | 高危 | https://nvd.nist.gov/vuln/detail/CVE-2018-8866
NREL EnergyPlus | CVE-2019-10974 |  | EnergyPlus - Energy simulation program version affected: EnergyPlus Versions 8.6.0 and potentially prior releases. | 工控系统漏洞 | 中危 | https://nvd.nist.gov/vuln/detail/CVE-2019-10974
Datalogic AV7000 Linear Barcode Scanner | CVE-2019-13526 |  | AV7000 - linear barcode scanner versions affected: All versions prior to 4.6.0.0. | 工控系统漏洞 | 高危 | https://nvd.nist.gov/vuln/detail/CVE-2019-13526
Equinox Control Expert | CVE-2019-18234 |  | Control Expert, all current and older versions could be affected. | 工控系统漏洞 | 高危 | https://nvd.nist.gov/vuln/detail/CVE-2019-18234
Capsule Technologies SmartLinx Neuron 2 (Update A) | CVE-2019-5024 |  | The following versions of Capsule Technologies SmartLinx Neuron 2 - a medical device platform are affected: Capsule Technologies SmartLinx Neuron 2: Firmware Versions 9.0.3 and older. | 工控系统漏洞 | 高危 | https://nvd.nist.gov/vuln/detail/CVE-2019-5024
RAD Data Communications SecFlow-2 | CVE-2019-6268 |  | The following RAD Data Communications products are affected: SecFlow-2: All versions. | 工控系统漏洞 | 高危 | https://nvd.nist.gov/vuln/detail/CVE-2019-6268
SWARCO CPU LS4000 | CVE-2020-1249 |  | CERT VDE reports the vulnerability affects the following traffic light controller: CPU LS4000: All OS versions starting with G4. | 工控系统漏洞 | 高危 | https://nvd.nist.gov/vuln/detail/CVE-2020-1249
NEXCOM NIO50 | CVE-2020-25151 |  | All versions of NEXCOM NIO 50 are affected. | 工控系统漏洞 | 中危 | https://nvd.nist.gov/vuln/detail/CVE-2020-25151
Paradox IP150 (Update A) | CVE-2020-25185 |  | The following versions of Paradox IP150 are affected: --------- Begin Update A part 1 of 1 --------- Paradox IP150: All firmware versions --------- End Update A part 1 of 1 --------- Paradox IP150 firmware Version 5.02.09. | 工控系统漏洞 | 高危 | https://nvd.nist.gov/vuln/detail/CVE-2020-25185
dnsmasq by Simon Kelley (Update A) | CVE-2020-25681 |  | The following versions of dnsmasq DNS and DHCP server are affected: Version 2.8.2 and prior. | 工控系统漏洞 | 高危 | https://nvd.nist.gov/vuln/detail/CVE-2020-25681
SOOIL Dana Diabecare RS Products | CVE-2020-27256 |  | The following versions of Dana Diabecare Insulin Pumps and mobile applications are affected: Dana Diabecare RS: All versions prior to 3.0 AnyDana-i: All versions prior to 3.0 AnyDana-A: All versions prior to 3.0. | 工控系统漏洞 | 高危 | https://nvd.nist.gov/vuln/detail/CVE-2020-27256
Innokas YhtymÃƒÂ¤ Oy Vital Signs Monitor | CVE-2020-27260 |  | The following versions of Innokas YhtymÃƒÂ¤ Oy Vital Signs Monitors are affected: VC150 prior to Version 1.7.15. | 工控系统漏洞 | 中危 | https://nvd.nist.gov/vuln/detail/CVE-2020-27260
Luxion KeyShot (Update A) | CVE-2021-22643 |  | The following versions of Luxion software; 3D rendering and animation software are affected: KeyShot versions prior to 10.1 KeyShot Viewer versions prior to 10.1 KeyShot Network Rendering versions prior to 10.1 KeyVR versions prior to 10.1. | 工控系统漏洞 | 高危 | https://nvd.nist.gov/vuln/detail/CVE-2021-22643
Texas Instruments SimpleLink | CVE-2021-22671 |  | The following Texas Instruments products are affected: SimpleLink MSP432E4 SDK: v4.20.00.12 and prior SimpleLink CC32XX SDK: v4.30.00.06 and prior SimpleLink CC13X0 SDK: versions prior to v4.10.03 SimpleLink CC13X2 SDK: versions prior to v4.40.00 SimpleLink CC26XX SDK: versions prior to v4.40.00 CC3200 SDK: v1.5.0 and prior CC3100 SDK: v1.3.0 and prior. | 工控系统漏洞 | 高危 | https://nvd.nist.gov/vuln/detail/CVE-2021-22671
Uffizio GPS Tracker | CVE-2021-32927 |  | All versions of GPS Tracker software. | 工控系统漏洞 | 高危 | https://nvd.nist.gov/vuln/detail/CVE-2021-32927
Thales Sentinel LDK Run-Time Environment | CVE-2021-32928 |  | Machines that previously ran and then uninstalled the following versions of Sentinel LDK Run Time Environment are affected: Sentinel LDK Run-Time Environment: Versions 7.6 and prior This RTE is used in products by many different vendors. As new instances are discovered/reported, they will be added to this list of affected products. | 工控系统漏洞 | 高危 | https://nvd.nist.gov/vuln/detail/CVE-2021-32928
XINJE XD | CVE-2021-34605 |  | The following versions of XINJE XD are affected: Version 3.5.1 and prior . | 工控系统漏洞 | 高危 | https://nvd.nist.gov/vuln/detail/CVE-2021-34605
Swisslog Healthcare Translogic PTS | CVE-2021-37160 |  | Swisslog Healthcare reports the vulnerabilities affect the following Translogic Pneumatic Tube Systems: Nexus Control Panel, versions prior to 7.2.5.7. | 工控系统漏洞 | 高危 | https://nvd.nist.gov/vuln/detail/CVE-2021-37160
Inkscape in Industrial Products | CVE-2021-42700 |  | The following versions of the Inkscape open-source graphics editor are affected: Inkscape Version 0.91. | 工控系统漏洞 | 高危 | https://nvd.nist.gov/vuln/detail/CVE-2021-42700
Hillrom Welch Allyn Cardio Products | CVE-2021-43935 |  | The following Hillrom cardiology products, when configured to use single sign-on (SSO), are affected: Welch Allyn Q-Stress Cardiac Stress Testing System: Versions 6.0.0 through 6.3.1 Welch Allyn X-Scribe Cardiac Stress Testing System: Versions 5.01 through 6.3.1 Welch Allyn Diagnostic Cardiology Suite: Version 2.1.0 Welch Allyn Vision Express: Versions 6.1.0 through 6.4.0 Welch Allyn H-Scribe Holter Analysis System: Versions 5.01 through 6.4.0 Welch Allyn R-Scribe Resting ECG System: Versions 5. | 工控系统漏洞 | 高危 | https://nvd.nist.gov/vuln/detail/CVE-2021-43935
Circutor COMPACT DC-S BASIC | CVE-2022-1669 |  | The following versions of Circutor COMPACT DC-S BASIC, a smart metering concentrator, are affected: Circutor COMPACT DC-S BASIC: CIR_CDC_v1.2.17. | 工控系统漏洞 | 中危 | https://nvd.nist.gov/vuln/detail/CVE-2022-1669
MiCODUS MV720 GPS tracker (Update A) | CVE-2022-2107 |  | The following versions of MV720 GPS tracker are affected: MV720 model. | 工控系统漏洞 | 高危 | https://nvd.nist.gov/vuln/detail/CVE-2022-2107
IPCOMM ipDIO | CVE-2022-24432 |  | The following versions of IPCOMM ipDIO, a telecontrol communication device, are affected: Firmware Version 3.9 2016/04/18 / IPDIO SW 3.9. | 工控系统漏洞 | 高危 | https://nvd.nist.gov/vuln/detail/CVE-2022-24432
Nokia ASIK AirScale System Module | CVE-2022-2482 |  | The following versions of Nokia ASIK AirScale, a baseband unit, are affected: ASIK 474021A.101 ASIK 474021A.102 (not affected by CVE-2022-2484). | 工控系统漏洞 | 高危 | https://nvd.nist.gov/vuln/detail/CVE-2022-2482
Sequi PortBloque S | CVE-2022-2662 |  | The following versions of Sequi PortBloque S, a serial Modbus firewall, are affected: Sequi PortBloque S: All versions. | 工控系统漏洞 | 高危 | https://nvd.nist.gov/vuln/detail/CVE-2022-2662
Meridian Cooperative Meridian | CVE-2022-29578 |  | The following versions of Meridian utility software are affected: Version 22.02 Version 22.03. | 工控系统漏洞 | 高危 | https://nvd.nist.gov/vuln/detail/CVE-2022-29578
Bently Nevada ADAPT 3701/4X Series and 60M100 | CVE-2022-29953 |  | The following versions of Bently Nevada 3700 machinery monitors are affected: Bently Nevada 3701/40: All versions prior to 4.1 Bently Nevada 3701/44: All versions prior to 4.1 Bently Nevada 3701/46: All versions prior to 4.1 Bently Nevada 60M100 (3701/60): All versions. | 工控系统漏洞 | 高危 | https://nvd.nist.gov/vuln/detail/CVE-2022-29953
RONDS Equipment Predictive Maintenance Solution | CVE-2022-3091 |  | The following version of RONDS EPM, an equipment predictive maintenance solution, is affected: v1.19.5 | 工控系统漏洞 | 高危 | https://nvd.nist.gov/vuln/detail/CVE-2022-3091
Dataprobe iBoot-PDU (Update A) | CVE-2022-3183 |  | The following versions of Dataprobe iBoot-PDU, a power distribution unit, are affected: Dataprobe iBoot-PDU FW: All Versions prior to 1.42.06162022. | 工控系统漏洞 | 高危 | https://nvd.nist.gov/vuln/detail/CVE-2022-3183
AliveCor KardiaMobile | CVE-2022-40703 |  | The following versions of KardiaMobile, a smartphone-based personal electrocardiogram (EKG) device, are affected: Kardia App Android application Version 5.17.1-754993421 and prior (affected only by CVE-[CWE-302]) KardiaMobile IoT device, all versions (affected only by CVE-[CWE-311]). | 工控系统漏洞 | 中危 | https://nvd.nist.gov/vuln/detail/CVE-2022-40703
Black Box KVM | CVE-2022-4636 |  | The following models and versions of Black Box KVMs, a Keyboard/Video/Mouse switch and extender, are affected: Black Box KVM ACR1000A-R-R2: Firmware version v3.4.31307 Black Box KVM ACR1000A-T-R2: Firmware version v3.4.31307 Black Box KVM ACR1002A-T: Firmware version v3.4.31307 Black Box KVM ACR1002A-R: Firmware version v3.4.31307 Black Box KVM ACR1020A-T: Firmware version v3.4.31307. | 工控系统漏洞 | 高危 | https://nvd.nist.gov/vuln/detail/CVE-2022-4636
Econolite EOS (Update A) | CVE-2023-0451 |  | The following versions of EOS, a traffic control software, are affected: --------- Begin Update A Part 1 of 4 --------- EOS: Versions prior to 3.2.23 --------- End Update A Part 1 of 4 ---------. | 工控系统漏洞 | 高危 | https://nvd.nist.gov/vuln/detail/CVE-2023-0451
Illumina Universal Copy Service | CVE-2023-1968 |  | The following products using Illumina Universal Copy Service are affected: iScan Control Software: v4.0.0 iScan Control Software: v4.0.5 iSeq 100: All versions MiniSeq Control Software: v2.0 and newer MiSeq Control Software: v4.0 (RUO Mode) MiSeqDx Operating Software: v4.0.1 and newer NextSeq 500/550 Control Software: v4.0 NextSeq 550Dx Control Software: v4.0 (RUO Mode) NextSeq 550Dx Operating Software: v1.0.0 to 1.3.1 NextSeq 550Dx Operating Software: v1.3.3 and newer NextSeq 1000/2000 Control | 工控系统漏洞 | 高危 | https://nvd.nist.gov/vuln/detail/CVE-2023-1968
Centralite Pearl Thermostat | CVE-2023-24678 |  | The following versions Centralite Pearl Thermostat are affected: Pearl Thermostat: version 0x04075010 | 工控系统漏洞 | 高危 | https://nvd.nist.gov/vuln/detail/CVE-2023-24678
Inosoft VisiWin | CVE-2023-31468 |  | The following Inosoft products are affected: VisiWin 7: All versions prior to version 2024-1. | 工控系统漏洞 | 高危 | https://nvd.nist.gov/vuln/detail/CVE-2023-31468
Walchem Intuition 9 | CVE-2023-38422 |  | The following versions of Intuition 9, a water treatment controller, are affected: Intuition 9: versions prior to v4.21 | 工控系统漏洞 | 高危 | https://nvd.nist.gov/vuln/detail/CVE-2023-38422
DEXMA DexGate | CVE-2023-40153 |  | The following version of DEXGate is affected: DEXGate: Version 20130114 | 工控系统漏洞 | 高危 | https://nvd.nist.gov/vuln/detail/CVE-2023-40153
Solar-Log Base 15 | CVE-2023-46344 |  | The following versions of Solar-Log Base 15 are affected: Base 15: Firmware 6.0.1 Build 161. | 工控系统漏洞 | 中危 | https://nvd.nist.gov/vuln/detail/CVE-2023-46344
Opteev MachineSense FeverWarn | CVE-2023-46706 |  | The following components of the FeverWarn ecosystem, an IoT-based skin temperature scanning system, are affected: FeverWarn: ESP32 FeverWarn: RaspberryPi FeverWarn: DataHub RaspberryPi. | 工控系统漏洞 | 高危 | https://nvd.nist.gov/vuln/detail/CVE-2023-46706
EuroTel ETL3100 Radio Transmitter | CVE-2023-6928 |  | The following versions EuroTel ETL3100 radio transmitter are affected: ETL3100: version v01c01 ETL3100: version v01x37. | 工控系统漏洞 | 高危 | https://nvd.nist.gov/vuln/detail/CVE-2023-6928
Qolsys IQ Panel 4, IQ4 HUB | CVE-2024-0242 |  | The following products from Qolsys, Inc, a subsidiary of Johnson Controls, are affected: Qolsys IQ Panel 4: Versions prior to 4.4.2 Qolsys IQ4 Hub: Versions prior to 4.4.2. | 工控系统漏洞 | 高危 | https://nvd.nist.gov/vuln/detail/CVE-2024-0242
Traffic Alert and Collision Avoidance System (TCAS) II | CVE-2024-11166 |  | The following revisions of TCAS II are affected: TCAS II: Versions 7.1 and prior. | 工控系统漏洞 | 高危 | https://nvd.nist.gov/vuln/detail/CVE-2024-11166
ZF Roll Stability Support Plus (RSSPlus) | CVE-2024-12054 |  | The following versions of RSSPlus are affected: RSSPlus 2M: build dates 01/08 through at least 01/23. | 工控系统漏洞 | 中危 | https://nvd.nist.gov/vuln/detail/CVE-2024-12054
MOBATIME Network Master Clock | CVE-2024-12286 |  | The following versions of Network Master Clock - DTS 4801, a primary clock used to synchronize with secondary clocks, are affected: Network Master Clock - DTS 4801: FW Version 00020419.01.02020154. | 工控系统漏洞 | 高危 | https://nvd.nist.gov/vuln/detail/CVE-2024-12286
Electrolink FM/DAB/TV Transmitter | CVE-2024-1491 |  | The following Electrolink transmitters are affected: 10W, 100W, 250W, Compact DAB Transmitter 500W, 1kW, 2kW Medium DAB Transmitter 2.5kW, 3kW, 4kW, 5kW High Power DAB Transmitter 100W, 500W, 1kW, 2kW Compact FM Transmitter 3kW, 5kW, 10kW, 15kW, 20kW, 30kW Modular FM Transmitter 15W - 40kW Digital FM Transmitter BI, BIII VHF TV Transmitter 10W - 5kW UHF TV Transmitter. | 工控系统漏洞 | 高危 | https://nvd.nist.gov/vuln/detail/CVE-2024-1491
Commend WS203VICM | CVE-2024-21767 |  | Commend reports that the following versions of WS203VICM video door station are affected: WS203VICM: version 1.7 and prior. | 工控系统漏洞 | 高危 | https://nvd.nist.gov/vuln/detail/CVE-2024-21767
Chirp Systems Chirp Access (Update C) | CVE-2024-2197 |  | The following Chirp Systems products are affected when deployed in non-networked beacon configurations: Chirp Access app (Android and iOS): All Versions. | 工控系统漏洞 | 低危 | https://nvd.nist.gov/vuln/detail/CVE-2024-2197
IOSIX IO-1020 Micro ELD | CVE-2024-30210 |  | The following IOSiX products are affected: IO-1020 Micro ELD: Versions prior to 360. | 工控系统漏洞 | 高危 | https://nvd.nist.gov/vuln/detail/CVE-2024-30210
BPL Medical Technologies PWS-01-BT and BPL Be Well Android Application | CVE-2024-34463 |  | The following BPL Medical Technologies products are affected: Be Well Android Application: Versions 3.64 and prior PWS-01-BT: All versions. | 工控系统漏洞 | 中危 | https://nvd.nist.gov/vuln/detail/CVE-2024-34463
Oxford Nanopore Technologies MinKNOW | CVE-2024-35585 |  | The following versions of MinKNOW, a DNA and RNA sequencing device, are affected: MinKNOW: Versions prior to 24.06 (CVE-2024-35585) MinKNOW: Versions prior to 24.11 (CVE-2025-54808, CVE-2025-10937). | 工控系统漏洞 | 高危 | https://nvd.nist.gov/vuln/detail/CVE-2024-35585
TELSAT marKoni FM Transmitter | CVE-2024-39373 |  | The following versions of TELSAT marKoni FM Transmitters are affected: Markoni-D (Compact) FM Transmitters: All versions prior to 2.0.1 Markoni-DH (Exciter+Amplifiers) FM Transmitters: All versions prior to 2.0.1. | 工控系统漏洞 | 高危 | https://nvd.nist.gov/vuln/detail/CVE-2024-39373
ThreatQuotient ThreatQ Platform | CVE-2024-39703 |  | The following versions of ThreatQuotient ThreatQ Platform, are affected: ThreatQ Platform: Versions prior to 5.29.3. | 工控系统漏洞 | 高危 | https://nvd.nist.gov/vuln/detail/CVE-2024-39703
Avtec Outpost 0810 | CVE-2024-39776 |  | The following Avtec products are affected: Outpost 0810: Versions prior to v5.0.0 Outpost Uploader Utility: Versions prior to v5.0.0. | 工控系统漏洞 | 高危 | https://nvd.nist.gov/vuln/detail/CVE-2024-39776
TEM Opera Plus FM Family Transmitter | CVE-2024-41987 |  | The following versions of TEM Opera Plus FM Family Transmitter, a FM Transmitter, are affected: Opera Plus FM Family Transmitter: Version 35.45. | 工控系统漏洞 | 高危 | https://nvd.nist.gov/vuln/detail/CVE-2024-41987
Dorsett Controls InfoScan | CVE-2024-42493 |  | The following Dorsett Controls products are affected: InfoScan: v1.32, v1.33, and v1.35. | 工控系统漏洞 | 中危 | https://nvd.nist.gov/vuln/detail/CVE-2024-42493
Ossur Mobile Logic Application | CVE-2024-45832 |  | The following Ossur products are affected: Logic Mobile Application: Versions prior to 1.5.5. | 工控系统漏洞 | 中危 | https://nvd.nist.gov/vuln/detail/CVE-2024-45832
Ruijie Reyee OS (Update A) | CVE-2024-47547 |  | The following Ruijie product is affected: Reyee OS: Versions 2.206.x up to but not including 2.320.x. | 工控系统漏洞 | 高危 | https://nvd.nist.gov/vuln/detail/CVE-2024-47547
Sungrow iSolarCloud Android App and WiNet Firmware | CVE-2024-50684 |  | The following Sungrow software products are affected: iSolarCloud Android App: Version 2.1.6 and prior WiNet Firmware: All versions. | 工控系统漏洞 | 高危 | https://nvd.nist.gov/vuln/detail/CVE-2024-50684
Deep Sea Electronics DSE855 | CVE-2024-5947 |  | The following versions of Deep Sea Electronics DSE855, an ethernet communications device, are affected: DSE855: Version 1.0.26. | 工控系统漏洞 | 高危 | https://nvd.nist.gov/vuln/detail/CVE-2024-5947
Positron Broadcast Signal Processor | CVE-2024-7007 |  | The following versions of Positron Broadcast Signal Processor are affected: Broadcast Signal Processor TRA7005: v1.20. | 工控系统漏洞 | 高危 | https://nvd.nist.gov/vuln/detail/CVE-2024-7007
Atelmo Atemio AM 520 HD Full HD Satellite Receiver | CVE-2024-9166 |  | The following versions of Atelmo Atemio AM 520 HD, a satellite receiver, are affected: Atemio AM 520 HD: TitanNit 2.01 and prior. | 工控系统漏洞 | 高危 | https://nvd.nist.gov/vuln/detail/CVE-2024-9166
VIMESA VHF/FM Transmitter Blue Plus | CVE-2024-9692 |  | The following version of VIMESA VHF/FM Transmitter Blue Plus, a VHF/FM Transmitter, is affected: VHF/FM Transmitter Blue Plus: Version v9.7.1. | 工控系统漏洞 | 中危 | https://nvd.nist.gov/vuln/detail/CVE-2024-9692
Belledonne Communications Linphone-Desktop | CVE-2025-0430 |  | The following version of Linphone-Desktop is affected: Linphone-Desktop: Version 5.2.6. | 工控系统漏洞 | 高危 | https://nvd.nist.gov/vuln/detail/CVE-2025-0430
Elber Communications Equipment | CVE-2025-0674 |  | The following versions of Elber Communications Equipment are affected: Signum DVB-S/S2 IRD: Versions 1.999 and prior Cleber/3 Broadcast Multi-Purpose Platform: Version 1.0 Reble610 M/ODU XPIC IP-ASI-SDH: Version 0.01 ESE DVB-S/S2 Satellite Receiver: Versions 1.5.179 and prior Wayber Analog/Digital Audio STL: Version 4. | 工控系统漏洞 | 高危 | https://nvd.nist.gov/vuln/detail/CVE-2025-0674
Raisecomm RAX701-GC Series | CVE-2025-11534 |  | The following versions of Raisecomm RAX701-GC products, are affected: RAX701-GC-WP-01 P200R002C52: Firmware version 5.5.27_20190111 RAX701-GC-WP-01 P200R002C53: Firmware version 5.5.13_20180720 and version 5.5.36_20190709. | 工控系统漏洞 | 高危 | https://nvd.nist.gov/vuln/detail/CVE-2025-11534
Ubia Ubox (Update A) | CVE-2025-12636 |  | Ubia Ubox Android: <January_15_2026, Ubia Ubox IOS: <January_15_2026 | 工控系统漏洞 | 中危 | https://nvd.nist.gov/vuln/detail/CVE-2025-12636
ZOLL ePCR IOS Mobile Application | CVE-2025-12699 |  | ZOLL ePCR IOS Mobile Application: 2.6.7 | 工控系统漏洞 | 中危 | https://nvd.nist.gov/vuln/detail/CVE-2025-12699
SiRcom SMART Alert (SiSA) | CVE-2025-13483 |  | The following versions of SiRcom SMART Alert (SiSA), a central control system, are affected: SMART Alert (SiSA): Version 3.0.48. | 工控系统漏洞 | 高危 | https://nvd.nist.gov/vuln/detail/CVE-2025-13483
Contemporary Controls BASC 20T | CVE-2025-13926 |  | Contemporary Controls Sedona Alliance BASControl20: 3.1 | 工控系统漏洞 | 高危 | https://nvd.nist.gov/vuln/detail/CVE-2025-13926
SolisCloud Monitoring Platform | CVE-2025-13932 |  | The following versions of SolisCloud Monitoring Platform are affected: Monitoring Platform (Cloud API & Device Control API): API v1 and API v2. | 工控系统漏洞 | 高危 | https://nvd.nist.gov/vuln/detail/CVE-2025-13932
WHILL Model C2 Electric Wheelchairs and Model F Power Chairs (Update B) | CVE-2025-14346 |  | Model C2 Electric WheelChair ¦ Model F Power Chair | 工控系统漏洞 | 高危 | https://nvd.nist.gov/vuln/detail/CVE-2025-14346
iba Systems ibaPDA | CVE-2025-14988 |  | iba Systems ibaPDA: 8.12.0 | 工控系统漏洞 | 高危 | https://nvd.nist.gov/vuln/detail/CVE-2025-14988
Instantel Micromate (Update A) | CVE-2025-1907 |  | The following versions of Micromate are affected: Micromate: All versions prior to 11.0BD and 11.0CB. | 工控系统漏洞 | 高危 | https://nvd.nist.gov/vuln/detail/CVE-2025-1907
GMOD Apollo | CVE-2025-20002 |  | The following GMOD products are affected: Apollo: All versions prior to 2.8.0. | 工控系统漏洞 | 高危 | https://nvd.nist.gov/vuln/detail/CVE-2025-20002
Dario Health USB-C Blood Glucose Monitoring System Starter Kit Android Application | CVE-2025-20060 |  | The following Dario Health products are affected: USB-C Blood Glucose Monitoring System Starter Kit Android Applications: Versions 5.8.7.0.36 and prior Dario Application Database and Internet-based Server Infrastructure: All versions. | 工控系统漏洞 | 高危 | https://nvd.nist.gov/vuln/detail/CVE-2025-20060
Qardio Heart Health IOS and Android Application and QardioARM A100 | CVE-2025-20615 |  | The following Qardio products are affected: Qardio Heart Health IOS Mobile Application: Version 2.7.4 Qardio Heart Health Android Mobile Application: Version 2.5.1 QardioARM A100: All versions. | 工控系统漏洞 | 高危 | https://nvd.nist.gov/vuln/detail/CVE-2025-20615
ALBEDO Telecom Net.Time - PTP/NTP Clock | CVE-2025-2185 |  | The following version of Net.Time - PTP/NTP clock is affected: Net.Time - PTP/NTP clock (Serial No. NBC0081P): Software release 1.4.4. | 工控系统漏洞 | 高危 | https://nvd.nist.gov/vuln/detail/CVE-2025-2185
Growatt Cloud Applications | CVE-2025-24297 |  | The following Growatt products are affected: Growatt cloud portal: Versions prior to 3.6.0. | 工控系统漏洞 | 高危 | https://nvd.nist.gov/vuln/detail/CVE-2025-24297
Inaba Denki Sangyo CHOCO TEI WATCHER Mini | CVE-2025-24517 |  | The following versions of CHOCO TEI WATCHER are affected: CHOCO TEI WATCHER mini (IB-MCT001): All versions. | 工控系统漏洞 | 高危 | https://nvd.nist.gov/vuln/detail/CVE-2025-24517
Kaleris Navis N4 Terminal Operating System | CVE-2025-2566 |  | The following versions of Kaleris Navis N4, a terminal operating system, are affected: Navis N4: Versions prior to 4.0. | 工控系统漏洞 | 高危 | https://nvd.nist.gov/vuln/detail/CVE-2025-2566
Outback Power Mojave Inverter | CVE-2025-26473 |  | The following versions of Outback Power Mojave Inverter, a system for managing power in a residential grid-connected battery backup system, are affected: Outback Power Mojave Inverter: All versions. | 工控系统漏洞 | 高危 | https://nvd.nist.gov/vuln/detail/CVE-2025-26473
Qualcomm Multiple Chipsets Use-After-Free Vulnerability | CVE-2025-27038 |  | Qualcomm - Multiple Chipsets |  | 高危 | https://nvd.nist.gov/vuln/detail/CVE-2025-27038
Pixmeo OsiriX MD | CVE-2025-27578 |  | The following Pixmeo products are affected: OsiriX MD: Versions 14.0.1 (Build 2024-02-28) and prior. | 工控系统漏洞 | 高危 | https://nvd.nist.gov/vuln/detail/CVE-2025-27578
ECOVACS DEEBOT Vacuum and Base Station (Update A) | CVE-2025-30198 |  | ECOVACS reports the following DEEBOT vacuum and base station devices are affected: X1S PRO: Versions prior to 2.5.38 X1 PRO OMNI: Versions prior to 2.5.38 X1 OMNI: Versions prior to 2.4.45 X1 TURBO: Versions prior to 2.4.45 T10 Series: Versions prior to 1.11.0 T20 Series: Versions prior to 1.25.0 T30 Series: Versions prior to 1.100.0. | 工控系统漏洞 | 高危 | https://nvd.nist.gov/vuln/detail/CVE-2025-30198
XZ Utils vulnerability impacting B&R Products | CVE-2025-31115 |  | PPC3100 <1.8.1, 1.8.1 ¦ C50 <1.8.0, 1.8.0 ¦ C80 <1.8.0, 1.8.0 ¦ FT50 <1.8.1, 1.8.1 ¦ MT50 <1.8.1, 1.8.1 ¦ T30 <1.8.0, 1.8.0 ¦ T80 <1.8.0, 1.8.0 ¦ T50 <1.8.1, 1.8.1 | 工控系统漏洞 | 高危 | https://nvd.nist.gov/vuln/detail/CVE-2025-31115
BrightSign Players (Update A) | CVE-2025-3925 |  | BrightSign BrightSign OS series 4 players: <v8.5.53.1, BrightSign BrightSign OS series 5 players: <v9.0.166 | 工控系统漏洞 | 高危 | https://nvd.nist.gov/vuln/detail/CVE-2025-3925
DuraComm DP-10iN-100-MU | CVE-2025-41425 |  | The following versions of DuraComm SPM-500 DP-10iN-100-MU, a power distribution panel, are affected: SPM-500 DP-10iN-100-MU: Version 4.10 and prior. | 工控系统漏洞 | 高危 | https://nvd.nist.gov/vuln/detail/CVE-2025-41425
Vertiv Liebert RDU101 and UNITY | CVE-2025-41426 |  | The following Vertiv products are affected: Liebert RDU101: Versions 1.9.0.0 and prior Liebert IS-UNITY: Versions 8.4.1.0 and prior. | 工控系统漏洞 | 高危 | https://nvd.nist.gov/vuln/detail/CVE-2025-41426
Consilium Safety CS5000 Fire Panel (Update A) | CVE-2025-41438 |  | The following Consilium Safety product is affected: CS5000 Fire Panel: All versions prior to R1.17.1. | 工控系统漏洞 | 高危 | https://nvd.nist.gov/vuln/detail/CVE-2025-41438
Danfoss AK-SM 8xxA Series (Update A) | CVE-2025-41450 |  | The following versions of AK-SM 8xxA series are affected: AK-SM 8xxA Series: Versions prior to R4.2 (CVE-2025-41450) AK-SM 8xxA Series: Versions prior to 4.3.1 (CVE-2025-41451, CVE-2025-41452). | 工控系统漏洞 | 高危 | https://nvd.nist.gov/vuln/detail/CVE-2025-41450
METZ CONNECT EWIO2 | CVE-2025-41733 |  | METZ CONNECT reports that the following products are affected: METZ CONNECT Firmware (<2.2.0) installed on METZ CONNECT Hardware EWIO2-M: All versions METZ CONNECT Firmware (<2.2.0) installed on METZ CONNECT Hardware EWIO2-M-BM: All versions METZ CONNECT Firmware (<2.2.0) installed on METZ CONNECT Hardware EWIO2-BM: All versions. | 工控系统漏洞 | 高危 | https://nvd.nist.gov/vuln/detail/CVE-2025-41733
ABUP IoT Cloud Platform | CVE-2025-4692 |  | The following ABUP products are affected: ABUP IoT Cloud Platform: All Versions. | 工控系统漏洞 | 中危 | https://nvd.nist.gov/vuln/detail/CVE-2025-4692
ControlID iDSecure On-Premises | CVE-2025-49851 |  | The following versions of ControlID iDSecure On-premises, a vehicle control software, are affected: iDSecure On-premises: Versions 4.7.48.0 and prior. | 工控系统漏洞 | 高危 | https://nvd.nist.gov/vuln/detail/CVE-2025-49851
Burk Technology ARC Solo | CVE-2025-5095 |  | The following version of ARC Solo, a monitoring and control device primariliy used in broadcasting, is affected: ARC Solo: Versions prior to v1.0.62. | 工控系统漏洞 | 高危 | https://nvd.nist.gov/vuln/detail/CVE-2025-5095
Yealink IP Phones and RPS (Redirect and Provisioning Service) | CVE-2025-52916 |  | The following versions of Yealink IP products are affected: SIP-T19P_E2: Versions prior to 53.84.0.121 SIP-T21P_E2: Versions prior to 52.84.0.121 SIP-T23G: Versions prior to 44.84.0.121 SIP-T40G: Versions prior to 76.84.0.121 SIP-T40P: Versions prior to 54.84.0.121 SIP-T27G: Versions prior to 69.84.0.121 SIP-T41S: Versions prior to 66.84.0.121 SIP-T42S: Versions prior to 66.84.0.121 SIP-T46S: Versions prior to 66.84.0.121 SIP- T48S: Versions prior to 66.84.0.121 SIP-CP920: Versions prior to 78.8 | 工控系统漏洞 | 中危 | https://nvd.nist.gov/vuln/detail/CVE-2025-52916
SinoTrack GPS Receiver | CVE-2025-5484 |  | The following SinoTrack products are affected: SinoTrack IOT PC Platform: All versions. | 工控系统漏洞 | 高危 | https://nvd.nist.gov/vuln/detail/CVE-2025-5484
Radiometrics VizAir | CVE-2025-54863 |  | The following versions of Radiometrics VizAir are affected: VizAir: Versions prior to 08/2025. | 工控系统漏洞 | 高危 | https://nvd.nist.gov/vuln/detail/CVE-2025-54863
YoSmart YoLink Smart Hub | CVE-2025-59449 |  | YoSmart server: vers:all/* | 工控系统漏洞 | 中危 | https://nvd.nist.gov/vuln/detail/CVE-2025-59449
NIHON KOHDEN Central Monitor CNS-6201 | CVE-2025-59668 |  | The following NIHON KOHDEN products are affected: Central Monitor CNS-6201: Versions 01-03 Central Monitor CNS-6201: Versions 01-04 Central Monitor CNS-6201: Versions 01-05 Central Monitor CNS-6201: Versions 01-06 Central Monitor CNS-6201: Versions 02-10 Central Monitor CNS-6201: Versions 02-11 Central Monitor CNS-6201: Versions 02-40. | 工控系统漏洞 | 高危 | https://nvd.nist.gov/vuln/detail/CVE-2025-59668
Leviton AcquiSuite and Energy Monitoring Hub | CVE-2025-6185 |  | The following versions of Leviton AcquiSuite and Leviton Energy Monitoring Hub are affected: AcquiSuite: Version A8810 Energy Monitoring Hub: Version A8812. | 工控系统漏洞 | 高危 | https://nvd.nist.gov/vuln/detail/CVE-2025-6185
Zenitel TCIV-3+ | CVE-2025-64126 |  | The following versions of TCIV-3+ are affected: TCIV-3+: All versions prior to 9.3.3.0. | 工控系统漏洞 | 高危 | https://nvd.nist.gov/vuln/detail/CVE-2025-64126
Brightpick Mission Control / Internal Logic Control (Update A) | CVE-2025-64307 |  | Brightpick Mission Control / Internal Logic Control <1.67.0 | 工控系统漏洞 | 高危 | https://nvd.nist.gov/vuln/detail/CVE-2025-64307
TrendMakers Sight Bulb Pro | CVE-2025-6521 |  | The following versions of the Sight Bulb Pro Firmware are affected: Sight Bulb Pro Firmware ZJ_CG32-2201: Version 8.57.83 and prior. | 工控系统漏洞 | 中危 | https://nvd.nist.gov/vuln/detail/CVE-2025-6521
Sunbird DCIM dcTrack and Power IQ | CVE-2025-66237 |  | The following Sunbird products are affected: DCIM dcTrack: Versions v9.2.0 and prior Power IQ: Versions v9.2.0 and prior. | 工控系统漏洞 | 高危 | https://nvd.nist.gov/vuln/detail/CVE-2025-66237
YADEA T5 Electric Bike | CVE-2025-70994 |  | Yadea T5 Electric Bicycle: vers:all/* | 工控系统漏洞 | 高危 | https://nvd.nist.gov/vuln/detail/CVE-2025-70994
Tigo Energy Cloud Connect Advanced (Update A) | CVE-2025-7768 |  | The following versions of Cloud Connect Advanced are affected: Cloud Connect Advanced: Versions 4.0.1 and prior. | 工控系统漏洞 | 高危 | https://nvd.nist.gov/vuln/detail/CVE-2025-7768
Packet Power EMX and EG | CVE-2025-8284 |  | The following Packet Power products are affected: EMX: Versions prior to 4.1.0 EG: Versions prior to 4.1.0. | 工控系统漏洞 | 高危 | https://nvd.nist.gov/vuln/detail/CVE-2025-8284
Dreame Technology iOS and Android Mobile Applications (Update A) | CVE-2025-8393 |  | Dreame Technology Dreamehome iOS app: <=2.3.4, Dreame Technology Dreamehome Android app: <=2.1.8.8, Dreame Technology MOVAhome iOS app: <=1.2.3 | 工控系统漏洞 | 高危 | https://nvd.nist.gov/vuln/detail/CVE-2025-8393
Viessmann Vitogate 300 | CVE-2025-9494 |  | The following versions of Viessmann Vitogate 300 are affected: Vitogate 300: Versions prior to 3.1.0.1. | 工控系统漏洞 | 高危 | https://nvd.nist.gov/vuln/detail/CVE-2025-9494
ASKI Energy ALS-Mini-S8 and ALS-Mini-S4 | CVE-2025-9574 |  | The following ASKI Energy products are affected: ALS-mini-s4 IP (serial number from 2000 to 5166): All versions ALS-mini-s8 IP (serial number from 2000 to 5166): All versions. | 工控系统漏洞 | 高危 | https://nvd.nist.gov/vuln/detail/CVE-2025-9574
SunPower PVS6 | CVE-2025-9696 |  | The following versions of SunPower PVS6 are affected: PVS6: Versions 2025.06 build 61839 and prior. | 工控系统漏洞 | 高危 | https://nvd.nist.gov/vuln/detail/CVE-2025-9696
Yarbo Android/iOS Mobile Application and Cloud Infrastructure | CVE-2026-10557 |  | Yarbo Yarbo Android/IOS mobile application: <v3.17.4, Yarbo Cloud MQTT infrastructure: vers:all/* | 工控系统漏洞 | 高危 | https://nvd.nist.gov/vuln/detail/CVE-2026-10557
Hubitat Elevation Hubs | CVE-2026-1201 |  | Hubitat Elevation C3: <firmware_2.4.2.157, Hubitat Elevation C4: <firmware_2.4.2.157, Hubitat Elevation C5: <firmware_2.4.2.157, Hubitat Elevation C7: <firmware_2.4.2.157, Hubitat Elevation C8: <firmware_2.4.2.157, Hubitat Elevation C8 pro: <firmware_2.4.2.157 | 工控系统漏洞 | 高危 | https://nvd.nist.gov/vuln/detail/CVE-2026-1201
Avation Light Engine Pro | CVE-2026-1341 |  | Avation Light Engine Pro: vers:all/* | 工控系统漏洞 | 高危 | https://nvd.nist.gov/vuln/detail/CVE-2026-1341
Zero Motorcycles Firmware (Update A) | CVE-2026-1354 |  | Zero Motorcycles firmware <=44 | 工控系统漏洞 | 中危 | https://nvd.nist.gov/vuln/detail/CVE-2026-1354
Airleader Master | CVE-2026-1358 |  | Airleader GmbH Airleader Master: <=6.381 | 工控系统漏洞 | 高危 | https://nvd.nist.gov/vuln/detail/CVE-2026-1358
CubeSpace CW0057 Reaction Wheel | CVE-2026-13743 |  | CW0057 Reaction Wheel | 工控系统漏洞 | 中危 | https://nvd.nist.gov/vuln/detail/CVE-2026-13743
RISS SRL MOMA Seismic Station | CVE-2026-1632 |  | RISS SRL MOMA Seismic Station: <=v2.4.2520 | 工控系统漏洞 | 高危 | https://nvd.nist.gov/vuln/detail/CVE-2026-1632
Synectix LAN 232 TRIO | CVE-2026-1633 |  | Synectix LAN 232 TRIO: vers:all/* | 工控系统漏洞 | 高危 | https://nvd.nist.gov/vuln/detail/CVE-2026-1633
Labkotec LID-3300IP | CVE-2026-1775 |  | Labkotec LID-3300IP: vers:all/*, Labkotec LID-3300IP Type 2: <V2.20 | 工控系统漏洞 | 高危 | https://nvd.nist.gov/vuln/detail/CVE-2026-1775
NAVTOR NavBox | CVE-2026-21404 |  | NAVTOR NavBox: 4.16.1.20 | 工控系统漏洞 | 中危 | https://nvd.nist.gov/vuln/detail/CVE-2026-21404
ePower EV Charging Platform | CVE-2026-22552 |  | ePower epower.ie: vers:all/* | 工控系统漏洞 | 高危 | https://nvd.nist.gov/vuln/detail/CVE-2026-22552
ZLAN Information Technology Co. ZLAN5143D | CVE-2026-25084 |  | ZLAN Information Technology Co. ZLAN5143D: v1.600 | 工控系统漏洞 | 高危 | https://nvd.nist.gov/vuln/detail/CVE-2026-25084
Mobiliti e‑mobi EV Charging Platform | CVE-2026-26051 |  | Mobiliti e-mobi.hu: vers:all/* | 工控系统漏洞 | 高危 | https://nvd.nist.gov/vuln/detail/CVE-2026-26051
Everon EV Charging Platform | CVE-2026-26288 |  | Everon api.everon.io: vers:all/* | 工控系统漏洞 | 高危 | https://nvd.nist.gov/vuln/detail/CVE-2026-26288
SWTCH EV swtchenergy.com (Update A) | CVE-2026-27767 |  | swtchenergy.com vers:all/* | 工控系统漏洞 | 高危 | https://nvd.nist.gov/vuln/detail/CVE-2026-27767
EV Energy Charging Platform | CVE-2026-27772 |  | EV Energy ev.energy: vers:all/* | 工控系统漏洞 | 高危 | https://nvd.nist.gov/vuln/detail/CVE-2026-27772
IGL-Technologies eParking.fi | CVE-2026-29796 |  | IGL-Technologies eParking.fi: vers:all/* | 工控系统漏洞 | 高危 | https://nvd.nist.gov/vuln/detail/CVE-2026-29796
Impact of Linux Kernel vulnerabilities on B&R products | CVE-2026-31431 |  | Linux for B&R <=12 ¦ APROL <APROL-AutoYaST-DVD- V4.4-010.10.260602 ¦ X20EDS410 /all | 工控系统漏洞 | 高危 | https://nvd.nist.gov/vuln/detail/CVE-2026-31431
Anviz Multiple Products | CVE-2026-33093 |  | Anviz CX7 Firmware: vers:all/* | 工控系统漏洞 | 高危 | https://nvd.nist.gov/vuln/detail/CVE-2026-33093
Anritsu Remote Spectrum Monitor | CVE-2026-3356 |  | Anritsu Remote Spectrum Monitor MS27100A: vers:all/*, Anritsu Remote Spectrum Monitor MS27101A: vers:all/*, Anritsu Remote Spectrum Monitor MS27102A: vers:all/*, Anritsu Remote Spectrum Monitor MS27103A: vers:all/* | 工控系统漏洞 | 高危 | https://nvd.nist.gov/vuln/detail/CVE-2026-3356
SenseLive X3050 | CVE-2026-40630 |  | SenseLive X3050: V1.523 | 工控系统漏洞 | 高危 | https://nvd.nist.gov/vuln/detail/CVE-2026-40630
Naxclow IoT Platform | CVE-2026-42947 |  | Naxclow Smart Doorbell X3: vers:all/*, Naxclow X Smart Home: vers:all/*, Naxclow V720: vers:all/*, Naxclow ix cam: vers:all/* | 工控系统漏洞 | 高危 | https://nvd.nist.gov/vuln/detail/CVE-2026-42947
Apollo Pharmacy Blood Glucose Monitoring System APG-01 BT | CVE-2026-50034 |  | Blood Glucose Monitoring System (Model No. APG-01 BT) 0x0110_v1.1.0 | 工控系统漏洞 | 中危 | https://nvd.nist.gov/vuln/detail/CVE-2026-50034
pydicom pynetdicom Library | CVE-2026-56445 |  | pynetdicom >=v1.0.0¦<v3.0.4 | 工控系统漏洞 | 高危 | https://nvd.nist.gov/vuln/detail/CVE-2026-56445
Fourth Frontier Frontier X Mobile Application, Frontier X2 | CVE-2026-5768 |  | Frontier X Android application vers<v15.0.0 ¦ Frontier X IOS application vers<v25.0.0 ¦ Frontier X2 vers:all/* | 工控系统漏洞 | 高危 | https://nvd.nist.gov/vuln/detail/CVE-2026-5768
SpiceJet Online Booking System | CVE-2026-6375 |  | SpiceJet Online Booking System: vers:all/* | 工控系统漏洞 | 高危 | https://nvd.nist.gov/vuln/detail/CVE-2026-6375
NSA GrassMarlin | CVE-2026-6807 |  | NSA GRASSMARLIN: vers:all/* | 工控系统漏洞 | 中危 | https://nvd.nist.gov/vuln/detail/CVE-2026-6807
Eppendorf BioFlo 320 | CVE-2026-7251 |  | BioFlo 320 Bioreactor vers:all/* | 工控系统漏洞 | 高危 | https://nvd.nist.gov/vuln/detail/CVE-2026-7251
CareFusion Pyxis SupplyStation System Vulnerabilities | CVE-2014-5422 | CareFusion | Pyxis SupplyStation system 8.1 (hardware test tool software Versions 1.0.15 and prior). |  | Medium | https://nvd.nist.gov/vuln/detail/CVE-2014-5422
Rexroth Bosch BLADEcontrol-WebVIS Vulnerabilities | CVE-2016-4507 | Rexroth | BLADEcontrol-WebVIS versions affected: BLADEcontrol-WebVIS ¦ Version 3.0.2 and earlier. |  | Medium | https://nvd.nist.gov/vuln/detail/CVE-2016-4507
Lynxspring JENEsys BAS Bridge Vulnerabilities | CVE-2016-8357 | Lynxspring | BAS Bridge versions affected: BAS Bridge versions 1.1.8 and older. |  | High | https://nvd.nist.gov/vuln/detail/CVE-2016-8357
Marel Food Processing Systems (Update B) | CVE-2016-9358 | Marel | The following Marel food processing products are affected: All M3000 terminal-based products contain hard-coded password and unrestricted file upload vulnerabilities: Graders using M3000 terminal ¦ Po |  | Critical | https://nvd.nist.gov/vuln/detail/CVE-2016-9358
OPW Fuel Management Systems SiteSentinel Integra and SiteSentinel iSite | CVE-2017-12733 | OPW | ProductsOPW Fuel Management Systems (OPW) reports that the vulnerabilities affect SiteSentinel Integra 100 ¦ SiteSentinel Integra 500 and SiteSentinel iSite ATG consoles with the following software ve |  | Critical | https://nvd.nist.gov/vuln/detail/CVE-2017-12733
Stryker Medical Beds | CVE-2017-13077 | Stryker | Stryker medical products affected: Secure II MedSurg Bed (enabled with iBed Wireless); Model: 3002; S3 MedSurg Bed (enabled with iBed Wireless); Models: 3002 S3 and 3005 S3 and InTouch ICU Bed (enable |  | Medium | https://nvd.nist.gov/vuln/detail/CVE-2017-13077
Ice Qube Thermal Management Center | CVE-2017-14026 | Ice | The following versions of Thermal Management Center - environmental software management platform are affected: Thermal Management Center ¦ all versions prior to 4.13. |  | High | https://nvd.nist.gov/vuln/detail/CVE-2017-14026
Hanwha Techwin Smart Security Manager | CVE-2017-5168 | Hanwha | The following Smart Security Manager - software management platform ¦ versions are affected: Smart Security Manager Versions 1.5 and prior. |  | High | https://nvd.nist.gov/vuln/detail/CVE-2017-5168
Hyundai Motor America Blue Link | CVE-2017-6052 | Hyundai | The following versions of Blue Link - a mobile application for Hyundai vehicle management are affected: Blue Link Version 3.9.5 and Blue Link Version 3.9.4. |  | High | https://nvd.nist.gov/vuln/detail/CVE-2017-6052
BIOTRONIK CardioMessenger II | CVE-2019-18246 | BIOTRONIK | The following versions of the CardioMessenger II - a home monitoring unit are affected: CardioMessenger II-S T-Line T4APP 2.20 CardioMessenger II-S GSM T4APP 2.20. |  | Medium | https://nvd.nist.gov/vuln/detail/CVE-2019-18246
Gemalto Sentinel UltraPro | CVE-2019-6534 | Gemalto | Sentinel UltraPro encryption keys affected: Sentinel UltraPro Client Library ux32w.dll Versions 1.3.0, 1.3.1, and 1.3.2. |  | Medium | https://nvd.nist.gov/vuln/detail/CVE-2019-6534
Wibu-Systems CodeMeter (Update F) | CVE-2020-14509 | Wibu-Systems | The following versions of CodeMeter Runtime - a license manager are affected: All versions prior to 7.10a are affected by CVE-2020-14509 and CVE-2020-14519 All versions prior to 7.10a are affected by |  | Critical | https://nvd.nist.gov/vuln/detail/CVE-2020-14509
RoboDK RoboDK | CVE-2024-0257 | RoboDK | The following versions of RoboDK, a robotics development software, are affected: RoboDK: RoboDK v5.5.4 (Windows 64 bit). |  | Low | https://nvd.nist.gov/vuln/detail/CVE-2024-0257
The ping tool in multiple D-Link and TRENDnet devices allow remote attackers to perform remote code execution. | CVE-2015-1187 | D-Link and TRENDnet | D-Link and TRENDnet - Multiple Devices |  |  | https://nvd.nist.gov/vuln/detail/CVE-2015-1187